## BoQs
CONSTRUCTION OF BORDER CROSSING POINT (BCP) KOTROMAN
Date: | 2018-08-13
Revision: | 0

## SUMMARY
GRAND SUMMARY
Bill no. | Ref. Book | Description |  | [EUR]
I | BOOK 1 & 2.1 | Architectural and Construction works |  | 0
II | BOOK 2.2 | Traffic / Road works |  | 0
III | BOOK 3.1 | Water Supply and Installation |  | 0
IV | BOOK 3.2 | External Sewerage System |  | 0
V | BOOK 3.3 | Atmospheric Sewerage System |  | 0
VI | BOOK 4.1 | Electric installation |  | 0
VII | BOOK 5.1 & 5.2 | Telecommunication and signal installation |  | 0
VIII | BOOK 6 | HVAC Systems installation |  | 0
IX | BOOK 8 | Traffic and traffic signaling |  | 0
| TENDER PRICE (exclusive VAT and other taxes): |  |  | 0
| Provisional Sum for Substation 1000 kVA, 10/04 kV |  |  | 37500
| SUB-TOTAL incl. PS for SUBSTATION: |  |  | 37500
| Discount | Enter discount in % here: | 0% | 0
| SUB-TOTAL incl. DISCOUNT: |  |  | 37500
| Provisional Sum for Contingency Allowance (10%) |  |  | 3750
| TENDER PRICE - GRAND TOTAL (excl. VAT and other taxes) |  |  | 41250

## I - Book 1 & 2.1 Arch.
I - BOOK 1 & 2.1
ARCHITECTURAL AND CONSTRUCTION DESIGN
00. PRELIMINARY WORKS
No. | Title | Reference Tech. Spec. | Unit | Estimated Quantity | Unit price EUR | Amount EUR
| SITE ARRANGEMENT WORKS | 3.2, 3.14
1 | Supply, erection, operation and maintenance of Contractor's Site Establishment (including Contractor's Site Laboratory) |  | L.s. | 1 |  | 0
2 | Geodetic works.
Geodetic works on marking the construction plot, alignment, level and building lines.
| Overall dimensions cca 15.500,00 m². |  | L.s. | 1 |  | 0
3 | Dismantling of existing objects. | 4.1.2
3.1. | Dismantling of the existing canopy made of steel profiles and sheets ,lights with respective installation, signalization, suspended ceiling, attic flash, gutter horizontals and verticals. | 4.1.2 | L.s. | 1 |  | 0
3.2. | Disassembly of the existing object for accommodation of MIA and CA employees. Object is a prefabricated barrack. | 4.1.2 | L.s. | 1 |  | 0
3.3. | Disassembly of the existing object - Tourist organization (Mokra Gora nature park). The object is a wooden house. | 4.1.2 | L.s. | 1 |  | 0
3.4. | Disassembly of the existing object - combined cabin. Object is a prefabricated house. | 4.1.2 | pcs | 1 |  | 0
3.5. | Disassembly - demolition of the existing RC support wall with transport of debris to a landfill up to 10 km away. | 4.1.2 | L.s. | 1 |  | 0
4 | Preparation of the terrain.
4.1. | Cleaning of the terrain. Cutting of the existing low-growing vegetation and shrubs with cleaning of terrain prior to work commencement | 4.1.2 | m2 | 9961 |  | 0
4.2. | Mechanical removal of humus layer in bulk excavation thickness cca. 0.30 m | 4.1.2 | m3 | 2988.3 |  | 0
5 | Construction site sign. | 4.1.2
| Purchase of material, making and installation of construction site sign, with information on object that is constructed |  | pcs | 1 |  | 0
6 | Visibility panel | 3.5
| The Visibility Panel shall be prepared in accordance with the "Communication and Visibility Manual for EU External Actions" |  | pcs | 1 |  | 0
7 | Rental of container for meetings. | 4.1.2
| Purchase, transport and mounting or rental container for meetings, container dimensions cca 6,00/2,40, on a previously prepared base. |  | mths | 18 |  | 0
8 | Rental of containers for Supervisor's office | 4.1.2
| Purchase, transport and mounting or rental container for offices, container dimensions cca 6,00/2,40, on a previously prepared base. |  | mths | 18 |  | 0
9 | Rental of sanitary cabins. | 4.1.2
| Purchase, transport and mounting of rental toilets for period of work execution or cancellation by the Investor. |  | mths | 18 |  | 0
10. | Plateau between containers. | 4.1.2
| Purchase of materials, delivery, construction of plateau between the containers and pavement around the container d=8 cm |  | m² | 50 |  | 0
11. | Access roads. | 4.1.2
| Purchase of materials, delivery and construction of access road on the entrance into the construction site 5.00 m wide, with backfilling and compacting crushed stone and all ground works. |  | m² | 100 |  | 0
12 | Power connection. | 4.1.2
| Purchase of materials, delivery and making of power connection by a PP00 5x25 mm2 with all required ground works. |  | m | 200 |  | 0
13 | Power distribution cabinet. | 4.1.2
| Purchase of materials, delivery and installation of power distribution cabinet. |  | pcs | 1 |  | 0
14 | Construction site lighting. | 4.1.2
| Purchase of materials, delivery and installation of site lighting on wooden columns - reflectors (column at each 20 m). |  | pcs | 20 |  | 0
15 | Laying the electro route. | 4.1.2
| Purchase of material, delivery and installation of electric cable route PP00 4x16 mm2 for lighting. |  | m | 300 |  | 0
16 | As- built Documentation | 4.1.2
| As- built Documentation/Drawings and Operation and Maintenance Manuals |  | L.s. | 1 |  | 0
17 | Quality Assurance Plan | 2.7.1
| A comprehensive Quality Assurance Plan, approved by the Supervisor |  | L.s. | 1 |  | 0
18 | Health and Safety Plan | 3.13.2
| Setting up a H&S procedure for all works in acc. to the Official Gazette of the Republic of Serbia no. 101/2005 |  | L.s. | 1 |  | 0
19 | Site vehicle for supervisor | 3.1.8
| Site vehicle for supervisor, passenger vehicle, station wagon, min. 80kw |  | pcs | 1 |  | 0
| TOTAL PRELIMINARY WORKS |  |  |  |  | 0
1. MIA AND CA (Ministry of Interior and Customs Administration Office)
No. | Title | Reference Tech. Spec. | Unit | Estimated Quantity | Unit price EUR | Amount EUR
| I GROUND WORKS | 3.19,
1 | Marking of the object and installation of corner profiles. | 4.1.3 | m2 | 215.6 |  | 0
2 | Combined excavation in a previously backfilled terrain for the foundation structure, below the foundation slab of the object | 4.1.3 | m3 | 101.8575 |  | 0
3 | Purchase, transport, backfilling and compacting of sand under the foundation slab of the object on the previously prepared base, in layers, total layer thickness of sand 30 cm. | 4.1.3 | m3 | 47.67 |  | 0
3а | Purchase, transport, backfilling and compacting of sand around the concreted foundations of the object in layers, total width of sand layer cca 30 cm | 4.1.3 | m3 | 56.74 |  | 0
4 | Purchase, transport, backfilling and compacting of a crushed stone aggregate layer under the floor slab of the object and under the foundation beams, | 4.1.3 | m3 | 75.81 |  | 0
| TOTAL GROUND WORK: |  |  |  |  | 0
| II CONCRETE AND REINFORCED CONCRETE WORKS | 3.20,
1. | Purchase of material, transport and construction of screed CC 15, thickness d=5 cm | 4.1.3 | m2 | 233.32 |  | 0
2. | Purchase of material, transport and construction of RC foundation beams of reverse T section, footing width 80 cm and thickness 35 cm, and rib of cross section 30/65 cm, out of concrete CC30 in required formwork | 4.1.3 | m3 | 31.255 |  | 0
3. | Purchase of material, transport and making of RC floor slab of the object, thickness d=20 cm, out of concrete CC30, in required formwork,. | 4.1.3 | m3 | 35.416 |  | 0
4 | Purchase of material, transport and construction of full reinforced concrete mezzanine ceiling out of concrete CC 30, thickness d=20 cm. | 4.1.3 | m3 | 34.267 |  | 0
4a | Purchase of material, transport and construction of full reinforced concrete roof slab out of concrete CC 30, thickness d=20 cm. | 4.1.3 | m3 | 36.076 |  | 0
5. | Purchase of materials, transport and construction of RC elements of the structure, pillars with square section 30/30 cm, out of reinforced concrete CC30, all in line with design and static calculation. | 4.1.3 | m3 | 7.1037 |  | 0
6. | Purchase of material, transport and concreting RC walls, designed thickness d=20 cm, out of reinforced concrete CC 30 in double formwork. | 4.1.3 | m3 | 14.8 |  | 0
7. | Purchase of material, transport and making of crank RC pad of stairway branch and landings with stairs - POS ST-1, pad made of reinforced concrete CC30, thickness d=15 cm, | 4.1.3 | m3 | 2.67 |  | 0
8. | Purchase of material, transport and construction of rim parapet beams, dimensions 20/23 cm, out of reinforced concrete CC30 in required formwork | 4.1.3 | m3 | 2.88 |  | 0
9. | Purchase of material, transport and making of RC slab above the jamb in the wall for placing the fan convector in room no. 6, Slab thickness d=15 cm, out of reinforced concrete CC30 | 4.1.3 | m3 | 0.065565 |  | 0
10. | Purchase of material, transport and making of RC framework with a slab for making wooden bed in the room for retaining passengers. Wall thickness of the frame and the slab is d=10 cm, out of reinforced concrete CC 30, reinforced by mesh armature | 4.1.3 | m3 | 0.4 |  | 0
| TOTAL CONCRETE AND RC WORKS: |  |  |  |  | 0
| III REINFORCEMENT WORKS | 3.20,
1. | Purchase, transport, straightening, cutting, bending, binding and installation of reinforcement of all profiles and complexity with all auxiliary materials. | 4.1.3 | kg | 21443.5 |  | 0
| TOTAL REINFORCEMENT WORKS: |  |  |  |  | 0
| IV MASONRY WORKS | 3.20,
1 | Purchase of material, delivery and construction of external wall of the object in brick, wall in room no. 6 on the ground floor of the object (retention room for passengers), wall thickness d= 12 cm. | 4.1.3 | m² | 8.46 |  | 0
2 | Purchase of material, delivery and construction of internal-partition walls by bricks, wall thickness d = 12 cm. Build in lime cement mortar | 4.1.3 | m² | 43.18 |  | 0
3 | Purchase of materials, delivery and construction of internal installation wall for installing flush cistern, by brick, wall thickness d = 7 cm. | 4.1.3 | m² | 2.64 |  | 0
4 | Purchase of material, delivery and construction of internal wall by brick, wall thickness d=7 cm. | 4.1.3 | m² | 2.2041 |  | 0
5 | Purchase of material, transport and plastering of brick walls in rooms on the ground floor of the objec. | 4.1.3 | m² | 105.627 |  | 0
5/1. | Purchase of material, transport and plastering of concrete walls and pillars in rooms in the object. | 4.1.3 | m² | 138.051 |  | 0
6. | Purchase of material, transport and plastering of concrete surfaces (ceiling) of the stairway in lime cement mortar. Plastering in two layers, with coarse and fine pargeting. Clean the ceiling surface, dampen it and spray with grout. | 4.1.3 | m² | 11.232 |  | 0
7 | Purchase of materials, transport and construction of reinforced cement screed, thickness d=4.5 cm on floors, on which PVC floor covers are placed. | 4.1.3 | m² | 186.83 |  | 0
7/1. | Purchase of materials and construction of reinforced cement screed, thickness d=4 cm on floors | 4.1.3 | m² | 133.83 |  | 0
| TOTAL MASONRY WORKS: |  |  |  |  | 0
| V STEEL STRUCTURE | 3.20,
1 | Purchase of material, workshop construction, delivery, all transports and installation of the substructure for object facade, facade is partially a sinus steel sheet with thermal insulation 15 cm and C block, and partially a thermal insulation panel (calculated in facade works). The facade rests on vertical RC structure (RC pillars and walls) and steel substructure, all in line with design detail. | 4.1.3 | kg | 2450 |  | 0
2 | Purchase of material, construction, transport and installation of steel substructure, facade flashing in axis A by steel box profiles [] 70x70x4. | 4.1.3 | kg | 150 |  | 0
| TOTAL STEEL STRUCTURE: |  |  |  |  | 0
| VI INSULATION WORKS | 3.20,
1. | Purchase of materials, transport and hydro-insulation of reinforced concrete structure of the object - floor slab and foundation beams by hydro-insulating coats, polymer-cement materials ISOMAT, Greece or equivalent. | 4.1.3 | m² | 280.9 |  | 0
2 | Purchase and installation od horizontal hydro-insulation of floors in sanitary room. | 4.1.3 | m² | 26.51 |  | 0
3 | Purchase of materials, delivery and installation of thermal insulation on the object floor, out of styrodur layer XPS, thickness d=15 cm. | 4.1.3 | m² | 177.08 |  | 0
4 | Purchase of materials, delivery and installation of thermal insulation on the mezzanine structure, out of styrodur layer XPS, thickness d=2 cm. | 4.1.3 | m² | 171.32 |  | 0
5 | Purchase of material, delivery and hydro insulation of mezzanine structure console (thermal insulation for the part with heating which is located above the part without heating). Thermal insulation of stone wool d = 15 cm. | 4.1.3 | m² | 2.6775 |  | 0
6 | Purchase of material, delivery and hydro insulation of the roof structure of the object (RC slab) out of stone wool, thickness d= 30 cm, which is the finishing layer of the roof as well. | 4.1.3 | m² | 181.076 |  | 0
| TOTAL INSULATION WORKS: |  |  |  |  | 0
| VII ALUMINUM CARPENTRY | 3.20,
EXTERNAL AND INTERNAL ALUMINUM CARPENTRY
1 | Purchase, delivery and installation of single leaf entrance door with fanlight and fixed part, made of improved anodized aluminum profiles with a heat bridge, paint and finishing selected by the Investor. | 4.1.3
1.1. | Pos. 9. |  | pcs | 1 |  | 0
1.2. | Pos. 10 |  | pcs | 2 |  | 0
1.3. | Pos. 12 |  | pcs | 1 |  | 0
2 | Purchase, delivery and installation of single leaf internal door (wind shield) with fanlight and fixed part | 4.1.3
| Pos. 11 |  | pcs | 3 |  | 0
3 | Purchase, delivery and installation of double-leaf window | 4.1.3
3.1. | Pos. 1 |  | pcs | 25 |  | 0
3.2. | Pos. 3 |  | pcs | 5 |  | 0
4 | Purchase, delivery and installation of single-leaf window | 4.1.3
| Pos. 2 |  | pcs | 6 |  | 0
5 | Purchase, delivery and installation of triple-leaf window (1+2 fixed) | 4.1.3
5.1. | Pos. 4 |  | pcs | 1 |  | 0
5.2. | Pos. 5 |  | pcs | 1 |  | 0
6 | Purchase, delivery and installation of eight-leaf window (2+6 fixed) | 4.1.3
| Pos. 6 |  | pcs | 1 |  | 0
7 | Purchase, delivery and installation of facade portal with two fixed leaves. | 4.1.3
| Pos. 7 |  | pcs | 2 |  | 0
8 | Purchase, delivery and installation of facade portal (twelve-leaf, 2 sliding and 10 fixed leaves) | 4.1.3
| Pos. 8 |  | pcs | 2 |  | 0
9 | Purchase, delivery and installation of single leaf door | 4.1.3
9.1. | Pos. 1 - carpentry |  | pcs | 6 |  | 0
9.2. | Pos. 2 - carpentry |  | pcs | 4 |  | 0
9.3. | Pos. 3 - carpentry |  | pcs | 18 |  | 0
10 | Purchase, making, delivery and installation of sanitary cabins made in el. aluminum profile framework, with compact panel filling d=8 mm. | 4.1.3
dimensions:
10.1. | Pos. P 1 |  | pcs | 1 |  | 0
10.2. | Pos. P 2a |  | pcs | 1 |  | 0
10.3. | Pos. P 2b |  | pcs | 1 |  | 0
11 | Purchase, making, delivery and installation of partitions near urinals made of compact panels d=8 mm, with proper console supports, dim. 50/130сm. | 4.1.3
| Pos. P 3 |  | pcs | 1 |  | 0
| TOTAL ALUMINUM DOORS AND WINDOWS: |  |  |  |  | 0
| VIII METALWORKS | 3.20,
INTERNAL AND EXTERNAL CARPENTRY
1 | Purchase of material, making, transport and installation of single-leaf metal door with an aperture for supervising the retained person. | 4.1.3
| Pos. 13 |  | pcs | 1 |  | 0
1а. | Purchase of material, making, transport and installation of single-leaf metal door on the weapons storage, room 5. | 4.1.3
| Pos. 14 |  | pcs | 1 |  | 0
2 | Purchase and installation of single-leaf fire door, made of steel box profiles, covered with special steel sheet on both side, with expansion tape on all joints. | 4.1.3
| Pos. FP |  | pcs | 3 |  | 0
3 | Purchase of material, making, transport and installation of protective metal mask on the internal (external) side of the window. | 4.1.3
| Pos. М1, Р1 (100cm) |  | pcs | 2 |  | 0
4 | Purchase of material, making, transport and installation of protective metal mask for the fan-coil (fan convector). | 4.1.3
| Pos. М2 |  | pcs | 1 |  | 0
5 | Purchase of material, making, transport and installation of protective metal mask for the heater. | 4.1.3
| Pos. М3 |  | pcs | 1 |  | 0
6 | Purchase of material, making, transport and installation of metal mask for lights, placed above the lintel, where the electric light for room is placed and which is turned on the outside of the room. | 4.1.3
| -production measure 105/40 cm, all in line with metalworks diagram |  | pcs | 2 |  | 0
7 | Purchase of material, transport and making of stairway fence made of steel box profiles 40/40/3 mm, horizontal and vertical separation of steel flat bar 40/4 mm, 110 cm high. | 4.1.3
| Pos. О1 |  | m | 7.77 |  | 0
8 | Purchase of material, making, transport and installation of galvanized metal fixed ladders with a cage for accessing the roof | 4.1.3
| Pos. P |  | pcs | 1 |  | 0
| METALWORKS TOTAL: |  |  |  |  | 0
| IX FLOORING WORKS | 3.20,
1 | Purchase of materials, delivery and installation of PVC floor covers over the prepared cement screed, dry, clean and flat. | 4.1.3 | m² | 179.68 |  | 0
2 | Purchase, delivery and installation of PVC plinth, height h=10 cm, in rooms with PVC flooring, installation all in line with manufacturer's instructions. | 4.1.3 | m | 216.32 |  | 0
| TOTAL FLOORING WORKS: |  |  |  |  | 0
| X TILING WORKS | 3.20,
1 | Purchase of materials, delivery and installation of granite floor tiles, I class, dimensions 60x30cm (50x50cm) at the entrance part, hall, sanitary node, anteroom, locker rooms, kitchen and dining room, and archive. | 4.1.3 | m² | 132.92 |  | 0
2 | Purchase of materials, delivery and covering the walls with ceramic tiles, I class, in line with floor tiling, in the kitchen with dining room, up to height of 1.50 m and in appropriate adhesive. | 4.1.3 | m² | 7.41 |  | 0
3 | Purchase of materials, delivery and covering the walls with ceramic tiles, I class, in line with floor tiling, in the entire height of the wall and appropriate adhesive. | 4.1.3 | m² | 152.69 |  | 0
4 | Purchase of material, delivery and covering the walls around the sanitary block for retention rooms. | 4.1.3 | m² | 6.27 |  | 0
5 | Purchase of material, delivery and making of plinth on the perimeter of the rooms where granite floor tiles will be laid in appropriate adhesive | 4.1.3 | m | 109.88 |  | 0
6 | Purchase of materials, delivery and installation of standard AL strips on external edges of walls covered in ceramic tiles | 4.1.3 | m | 58.65 |  | 0
7 | Purchase of material, delivery and installation of granite floor tiles, class I, dimensions 60x30 cm (50x50 cm) on the stairs. | 4.1.3 | m² | 14.75 |  | 0
8 | Purchase of material, delivery and making of stairway plinth out of granite tiles in appropriate adhesive | 4.1.3 | m | 15.7 |  | 0
9 | Purchase of materials, delivery and installation of extension AL strips for covering the pass between two different types of floor (PVC floor and floor ceramics) | 4.1.3 | m | 22.3 |  | 0
| TOTAL TILING WORK: |  |  |  |  | 0
| XI DRY INSTALLATION - PLASTERWORK | 3.20,
1 | Purchase, transport of materials and installation of "Knauf W626" or "equivalent" wall lining. | 4.1.3
| with standard construction gypsum panels GKB1 1x12.5 mm, type A13 or "equivalent" |  | m² | 237.42 |  | 0
2 | Purchase, transport of materials and installation of "Knauf W626" or "equivalent" wall lining. | 4.1.3
| with Knauf or "equivalent" impregnated-waterproof gypsum panels type H13 (GKB |  | m² | 29.18 |  | 0
3 | Purchase, transport of materials and installation of "Knauf" or "equivalent" partition wall. | 4.1.3
| Total thickness 125mm, double layer coated on both sides "Knauf" or "equivalent" by standard construction gypsum panels type A (GKBI) thickness 25 mm. Insulation layer made of mineral wool "Knauf Insulation TI 140" or "equivalent", 75 mm. |  | m² | 282.84 |  | 0
4 | Purchase, transport of materials and installation of "Knauf" or "equivalent" partition wall. | 4.1.3
| Total thickness 150mm, double layer coated on both sides "Knauf" or "equivalent" by standard construction gypsum panels type A (GKBI) thickness 25 mm. Insulation layer made of mineral wool "Knauf Insulation TI 140" or "equivalent", 100mm. |  | m² | 6.97 |  | 0
5 | Purchase, transport of materials and installation of "Knauf" or "equivalent" partition wall. | 4.1.3
| Total thickness 125 mm, double-coated on both sides by "Knauf" or "equivalent". Wall is formed by mounting double impregnated-waterproof construction gypsum panel type A (GKBI H13 2x12,5mm) on both sides, towards the wet rooms. Insulation layer made of mineral wool "Knauf Insulation TI 140" or "equivalent", 75 mm. |  | m² | 93.33 |  | 0
6 | "Knauf fire resistant F90 or equivalent". | 4.1.3
| Purchase, transport of materials and installation of "Knauf W112" or "equivalent" partition wall or equivalent. Partition wall is with single metal substructure made of galvanized steel CW and UW profiles 100 mm. |  | m² | 57.15 |  | 0
7 | "Knauf fire resistant F90 or equivalent". | 4.1.3
| Purchase, transport and making of "Knauf" or "equivalent" wall cover or equivalent. Partition cover is with single metal substructure made of galvanized steel CW and UW profiles 75 mm. |  | m² | 18.53 |  | 0
Brackets for mounting sanitary and other devices and equipment:
8 | Brackets for sink. | 4.1.3 | pcs | 4 |  | 0
9 | Stiffening of the door aperture | 4.1.3 | pcs | 37 |  | 0
10 | Brackets for low-mounted heater. | 4.1.3
| Volume 10 l. |  | pcs | 2 |  | 0
11 | Purchase of materials, delivery and construction of reinforcement out of galvanized profiles inside the wall structure, under the niche for placing the electro cabinet. | 4.1.3 | pcs | 2 |  | 0
12 | Purchase, delivery and installation of ALU TOP revision aperture- standard construction with covered closing system, anodized, with installed lining made of DIAMANT panels d=12.5 mm or "appropriate". | 4.1.3
| dimensions:300х300 mm |  | pcs | 10 |  | 0
CEILINGS
13 | Flat monolithic ceiling "Knauf KGBI 2х12,5mm" or "appropriate". | 4.1.3
| Purchase of materials, transport and construction of suspended ceilings out of monolithic gypsum panels, thickness d=2х12.5 mm |  | m² | 292.67 |  | 0
14 | Flat monolithic waterproof ceiling "Knauf D 112 - H13 2H12.5mm" in bathrooms or "appropriate". | 4.1.3
| Purchase of materials, delivery and construction of suspended monolithic gypsum ceilings waterproof |  | m² | 18.34 |  | 0
15 | Suspended fire ceiling - fire resistance F60. | 4.1.3
| Purchase of material, delivery and installation of fire resistant gypsum boards 15+18 mm. |  | m² | 16.46 |  | 0
16 | Purchase, delivery and installation of ALU ECO revision aperture- standard construction with covered closing system, anodized, with installed lining made of Knauf H2 or "appropriate", gypsum panel d=12.5 mm. | 4.1.3
dimensions:
| 300х300mm |  | pcs | 4 |  | 0
| 600х600mm |  | pcs | 2 |  | 0
| TOTAL DRY INSTALLATION - PLASTERWORK: |  |  |  |  | 0
| XII PAINTING WORKS | 3.20,
1 | Purchase of materials, delivery and final painting of internal wall and ceiling surfaces, by dispersion paint and smoothing with skim mass twice. | 4.1.3 | m² | 1460.63 |  | 0
2 | Purchase of material, delivery and final painting of internal wall surfaces with light oil paint (green, blue, beige), height 2.0 m from the floor | 4.1.3 | m² | 22.72 |  | 0
| TOTAL TILING WORK: |  |  |  |  | 0
| XIII FACADE WORKS | 3.20,
1 | Purchase of material, delivery, all horizontal and vertical transport on the site and installation i.e. construction of the object facade out of thermal insulation panels with mineral wool filling 15 cm thick, in color RAL 9002. | 4.1.3 | m² | 78.63 |  | 0
2 | Purchase of materials, delivery, all horizontal and vertical transports on the construction site and installation i.e. making of sandwich facade of the objects out of following layers: C block 0.088 cm, stone wool d=15 cm, vapor permeable film, air layer d=4 cm and sinus steel sheet 18/76mm, thickness 0.63mm as final cover (type „ArcelorMittal Frequence V18/76) or equivalent, color RAL 7031 and RAL 9002. | 4.1.3 | m² | 233.17 |  | 0
3 | Purchase of materials, delivery, all horizontal and vertical transports on the construction site and installation i.e. making of sandwich facade of the objects out of following layers: C block 0.088 cm, stone wool d=15 cm, vapor permeable film, air layer d=4 cm and sinus steel sheet 18/76mm, thickness 0.63mm as final cover (type „ArcelorMittal Frequence V18/76) or equivalent, color RAL 1005. | 4.1.3 | m² | 15.34 |  | 0
3а. | Purchase of material and making of external vertical flashing for corners of the object, out of galvanized plasticized sheet d=0.63 mm. | 4.1.3 | m | 37.73 |  | 0
3b. | Purchase of material and making of flashing for parapet on the facade, out of galvanized plasticized sheet d=0.63 mm. | 4.1.3 | m | 63.24 |  | 0
3v. | Purchase of material and making of flashing at the joint of the panel and sinus sheet | 4.1.3 | m | 87.73 | 0 | 0
3g. | Purchase of material and making of suspended ceiling out of flat galvanized plasticized steel sheet, at level +3.07 in axis A. Sheet color RAL 5009. | 4.1.3 | m² | 12.822 |  | 0
4 | Installation of Z profile of the starting facade element on the joint between horizontal facade and parapet beam. | 4.1.3 | m | 64.06 |  | 0
5 | Flashing of facade surfaces around the windows and doors out of galvanized plasticized steel sheet d=0.63 mm, developed width cca 35 cm. | 4.1.3 | m | 208.38 |  | 0
6 | Flashing and covering of facade surfaces in axis A with sinus steel sheet 18/76 mm, on the upper side. | 4.1.3 | m² | 8.02 |  | 0
7 | Purchase and covering of plinth by panels made of extruded polystyrene XPS; ribbed surface structure d=5 cm. | 4.1.3 | m² | 12.36 |  | 0
8 | Processing of facade wall surfaces with plastic mortar with scratching, type Kulir or appropriate, selected by the designer | 4.1.3 | m² | 12.36 |  | 0
9 | Purchase, delivery and installation of stone wool, in hard panel form, thickness d=7.5 cm and PE foil. | 4.1.3 | m² | 474.72 |  | 0
10 | Mounting and dismantling of facade pipe scaffold, height up to 6.60 m for facade installation works, cleaning and stacking after dismantling. | 4.1.3 | m² | 411.51 |  | 0
| TOTAL FACADE WORKS: |  |  |  |  | 0
XIV VARIOUS WORKS
1 | Installation of benchmarks on the object for monitoring possible subsidence of the object | 4.1.3 | pcs | 6 |  | 0
2 | Final cleaning of the object upon completion of all works and handover to the client for use. | 4.1.3 | m² | 177.08 |  | 0
3 | Purchase, delivery and installation in floor tiling, of mats in front of the entrance into the MIA and CA. | 4.1.3 | pcs | 3 |  | 0
4 | Purchase, delivery and installation of internal window sills | 4.1.3 | m | 43.53 |  | 0
5 | Purchase of material, delivery and installation of external aluminum window sill. | 4.1.3
| counters position 8. |  | pcs | 2 |  | 0
6 | Purchase of material, making, transport and installation of beech planks | 4.1.3 | pcs | 1 |  | 0
| TOTAL VARIOUS WORKS: |  |  |  |  | 0
RECAPITULATION 1 - MIA and CA
I | GROUND WORKS |  |  |  |  | 0
II | CONCRETE AND REINFORCED CONCRETE WORKS |  |  |  |  | 0
III | REINFORCEMENT WORKS |  |  |  |  | 0
IV | MASONRY WORKS |  |  |  |  | 0
V | STEEL WORKS |  |  |  |  | 0
VI | INSULATION WORKS |  |  |  |  | 0
VII | ALUMINUM CARPENTRY |  |  |  |  | 0
VIII | METALWORKS |  |  |  |  | 0
IX | FLOORING WORKS |  |  |  |  | 0
X | TILING WORKS |  |  |  |  | 0
XI | DRY INSTALLATION - PLASTERWORK |  |  |  |  | 0
XII | PAINTING WORKS |  |  |  |  | 0
XIII | FACADE WORKS |  |  |  |  | 0
XIV | VARIOUS WORKS |  |  |  |  | 0
| MIA and CA TOTAL : |  |  |  |  | 0
2. CANOPY
A) RC STRUCTURE
No. | Title | Reference Tech. Spec. | Unit | Estimated Quantity | Unit price EUR | Amount EUR
| I GROUND WORKS | 3.19,
1. | Marking of the object and installation of corner profiles. | 4.1.4 | m2 | 1237.16 |  | 0
2. | Combined excavation in a previously backfilled terrain for a foundation pit for spot footings of the canopy | 4.1.4 | m3 | 93.17 |  | 0
3 | Purchase, transport, backfilling and compacting of crushed stone, under spot footings | 4.1.4 | m3 | 13.9125 |  | 0
4 | Purchase, transport, backfill and compacting of sand around concreted foundations | 4.1.4 | m3 | 64.455 |  | 0
| TOTAL GROUND WORK: |  |  |  |  | 0
| II CONCRETE AND REINFORCED CONCRETE WORKS | 3.20,
1 | Purchase of materials, transport and construction of screed base out of CC15, thickness t=5 cm | 4.1.4 | m2 | 33.88 |  | 0
2 | Purchase of material, transport and concreting of RC spot footings | 4.1.4 | m3 | 17.206 |  | 0
| TOTAL CONCRETE AND RC WORKS: |  |  |  |  | 0
| III REINFORCEMENT WORKS | 3.20,
1. | Purchase, transport, straightening, cutting, bending, binding and installation of reinforcement of all profiles and complexity with all auxiliary materials. | 4.1.4 | kg | 2237.3 |  | 0
| TOTAL REINFORCEMENT WORKS: |  |  |  |  | 0
RECAPITULATION OF WORKS - RC STRUCTURE
I | GROUND WORKS |  |  |  |  | 0
II | CONCRETE WORKS |  |  |  |  | 0
III | REINFORCEMENT WORKS |  |  |  |  | 0
| TOTAL A: |  |  |  |  | 0
B) CANOPY
| I STEEL STRUCTURE | 3.20,
1 | Purchase of material, workshop construction, delivery, all transports and installation of steel structure of the canopy. | 4.1.4 | kg | 70000 |  | 0
2 | Purchase of material, making, transport and installation of steel substructure for the suspended ceiling. | 4.1.4 | kg | 10387.5 |  | 0
3 | Purchase of materials, making, delivery and installation of steel anchor slabs dim. 400/950 mm | 4.1.4 | pcs | 11 |  | 0
3а. | Purchase of materials, making, delivery and installation of steel standard plates dim. 400/950/10 mm, which are concreted in RC spot footings. | 4.1.4 | pcs | 11 |  | 0
4 | Purchase of materials, making, delivery and installation of steel anchor slabs dim. 300/300 mm | 4.1.4 | pcs | 10 |  | 0
4a. | Purchase of materials, making, delivery and installation of steel standard plates dim. 300/300/5 mm, which are concreted in RC poles. | 4.1.4 | pcs | 10 |  | 0
| TOTAL STEEL STRUCTURE: |  |  |  |  | 0
| II ROOFING WORKS | 3.20,
1. | Purchase of material, delivery, and construction of the roof of the canopy object, out of sinus steel sheet 18/76 mm | 4.1.4 | m2 | 1249.72 |  | 0
| TOTAL ROOFING WORKS: |  |  |  |  | 0
| III METALWORKS | 3.20,
1 | Purchase, delivery and installation of a skydome dim. 100/120 cm (dimensions of the opening on the roof). | 4.1.4 | pcs | 1 |  | 0
| TOTAL METALWORKS WORKS: |  |  |  |  | 0
| IV STEEL SHEET WORKS | 3.20,
1. | Purchase of materials, construction and installation of horizontal lying gutters made of galvanized, plasticized sheet t=0.6 mm | 4.1.4 | m | 94.32 |  | 0
2 | Purchase of materials, construction and installation of drainage gutter verticals-pipes made of plasticized sheet t=0.6 mm, circular section Ø 100 mm. | 4.1.4 | m | 69.3 |  | 0
3 | Purchase of materials and making of attic flashing with sinus steel sheet | 4.1.4 | m | 143.68 |  | 0
4 | Purchase of material, making, transport and installation of flashing for roof plane connection of the canopy object | 4.1.4 | m | 62.88 |  | 0
5 | Purchase of material, delivery and flashing of eave with sinus steel sheet 18/76 mm, RAL 7031. | 4.1.4 | m2 | 201.15 |  | 0
6 | Purchase of material, delivery and construction of suspended ceiling out of sinus plasticized sheet RAL 1005. | 4.1.4 | m2 | 1164.43 |  | 0
7 | Purchase of material and construction of flashing around the exit door to the roof, with sinus steel sheet 18/76 mm, DW 60 cm. | 4.1.4 | m | 4.8 |  | 0
8 | Purchase of material and construction of flashing around the exit door to the roof, on the bottom side, of material like for the suspended ceiling of the canopy. | 4.1.4 | pcs | 1 |  | 0
9a | Purchase of material and construction of ridge flashing from galvanized plastic steel sheet t = 0.63 mm. The total developed width is 250 mm in color of the roof sheet. | 4.1.4 | m | 62.82 |  | 0
9b | Purchase of materials and construction of an attic flashing and the roof plate with galvanized plastic steel sheet t = 0.63 mm. The total developed width is 250 mm in color of the roof sheet. | 4.1.4 | m | 143.76 |  | 0
9v | Purchase of materials and construction of an attic flashing and horizontal plane with galvanized plastic steel sheet t = 0.63 mm. The total developed width is 200 mm in the color of the roof sheet and the sheet of suspended ceiling. | 4.1.4 | m | 274.5 |  | 0
9g | Purchase of materials and construction of an attic flashing and horizontal plane with galvanized plastic steel sheet t = 0.63 mm. The total developed width is 200 mm in the color of the roof sheet and the sheet of suspended ceiling. | 4.1.4 | m | 143.76 |  | 0
9d | Purchase of materials and construction of external, vertical flashings of the object's cornar's with galvanized, plastic, steel sheet t = 0.63 mm. The total developed width is 220 mm. | 4.1.4 | m | 124.3 |  | 0
10 | Purchase of materials, delivery and installation of line snow fence type 330 made of galvanized painted steel sheet. | 4.1.4 | m | 125.88 |  | 0
| TOTAL SHEET METAL WORKS: |  |  |  |  | 0
V VARIOUS WORKS
1 | Installation of benchmarks on the object for monitoring possible subsidence of the object | 4.1.4 | pcs | 11 |  | 0
2 | Purchase of material, transport and forming of a through for the horizontal gutter over the steel roof structure. | 4.1.4 | m2 | 84.888 |  | 0
| TOTAL VARIOUS WORKS: |  |  |  |  | 0
RECAPITULATION OF WORKS - CANOPY
I | STEEL STRUCTURE |  |  |  |  | 0
II | ROOFING WORKS |  |  |  |  | 0
III | METALWORKS |  |  |  |  | 0
IV | STEEL SHEET WORKS |  |  |  |  | 0
V | VARIOUS WORKS |  |  |  |  | 0
| TOTAL B: |  |  |  |  | 0
RECAPITULATION 2 - CANOPY
| A) RC STRUCTURE |  |  |  |  | 0
| B) CANOPY |  |  |  |  | 0
| CANOPY TOTAL: |  |  |  |  | 0
4а. and 4b. TWO COMBINED CABINS no. 1. (MOI and CA)
4а. COMBINED CABIN no. 1. (MOI and CA)
No. | Title | Reference Tech. Spec. | Unit | Estimated Quantity | Unit price EUR | Amount EUR
| I GROUND WORKS | 3.19,
1. | Marking of the object and installation of corner profiles. Calculation per m2 | 4.1.5 | m2 | 23.76 |  | 0
2 | Combined excavation in a previously backfilled terrain for the foundation construction | 4.1.5 | m3 | 16.0615 |  | 0
3 | Purchase, transport, backfilling and compacting of crushed stone aggregate layer under the floor slab of the object and foundation beams | 4.1.5 | m3 | 7.18 |  | 0
4 | Purchase, transport, backfilling and compacting of sand on a previously prepared base - level of terrain backfill in layers, under the floor slab of the object (replacement of the soil). | 4.1.5 | m3 | 2.64 |  | 0
4а | Purchase, transport, backfilling and compacting of sand around the concrete founations, up to the angle of the ground. | 4.1.5 | m3 | 9.5755 |  | 0
| TOTAL GROUND WORK: |  |  |  |  | 0
| II CONCRETE AND REINFORCED CONCRETE WORKS | 3.20,
1 | Purchase of materials, transport and construction of screed base out of CC15, thickness t=5 cm | 4.1.5 | m2 | 16.09 |  | 0
2 | Purchase of material, transport and making of RC floor slab of the object, thickness t=15 cm, | 4.1.5 | m3 | 1.89 |  | 0
3 | Purchase of material, transport and construction of RC foundation beams, dimensions 25/105 cm | 4.1.5 | m3 | 3.42 |  | 0
| TOTAL CONCRETE AND REINFORCED CONCRETE WORKS: |  |  |  |  | 0
| III REINFORCEMENT WORKS | 3.20,
1. | Purchase, transport, straightening, cutting, bending, binding and installation of reinforcement of all profiles and complexity with all auxiliary materials. | 4.1.5
МА 500/560
| B500B |  | kg | 690.3 |  | 0
| TOTAL REINFORCEMENT WORKS: |  |  |  |  | 0
IV VARIOUS WORKS
1 | Purchase of material, construction, delivery and installation of a container - combined cabin no. 1 on a prepared RC pad. | 4.1.5 | pcs | 1 |  | 0
| TOTAL VARIOUS WORKS: |  |  |  |  | 0
SUMMARY 4а. - COMBINED CABIN no. 1. (MI and CA)
I | GROUND WORKS |  |  |  |  | 0
II | CONCRETE AND RC WORKS |  |  |  |  | 0
III | REINFORCEMENT WORKS |  |  |  |  | 0
IV | VARIOUS WORKS |  |  |  |  | 0
| TOTAL 4а.: |  |  |  |  | 0
| TOTAL ALL 4а. and 4b. TWO COMBINED CABINS no. 1.: |  |  |  |  | 0
9. PREFABRICATED DISINFECTION BARRIER
No. | Title | Reference Tech. Spec. | Unit | Estimated Quantity | Unit price EUR | Amount EUR
1 | Purchase, construction, delivery and installation of prefabricated disinfection barrier on state road category I A no. 4. Disinfection barrier is made of steel sheet d=10 mm, specially protected against corrosion by base and final coatings (twice) dimensions 6.00 x 3.00 m, with elevated edges in line with design details. | 4.1.6
| dim. 6.00 х 3.00 m |  | pcs | 1 |  | 0
| TOTAL DISINFECTION BARRIER: |  |  |  |  | 0
13. COMBINED CABIN no. 2. at the exit (MI and CA)
No. | Title | Reference Tech. Spec. | Unit | Estimated Quantity | Unit price EUR | Amount EUR
| I GROUND WORKS | 3.19,
1. | Marking of the object and installation of corner profiles. Calculation per m2 | 4.1.7 | m2 | 11.99 |  | 0
2 | Combined excavation in a previously backfilled terrain for the foundation construction | 4.1.7 | m3 | 3.48 |  | 0
3 | Purchase, transport, backfilling and compacting of crushed stone aggregate layer under the floor slab of the object and foundation beams | 4.1.7 | m3 | 5.62 |  | 0
4 | Purchase, transport, backfilling and compacting of sand on a previously prepared base - level of terrain backfill in layers of 30 cm, under the floor slab of the object (replacement of the soil). | 4.1.7
| Total thickness of compacted layer is t=0.65 m. |  | m3 | 5.72 |  | 0
| TOTAL GROUND WORK: |  |  |  |  | 0
| II CONCRETE AND REINFORCED CONCRETE WORKS | 3.20,
1 | Purchase of materials, transport and construction of screed base out of CC15, thickness t=5 cm under the foundation pad and foundation beams of the plateau for placing the combined cabin. Level out the upper surface and cure the concrete. | 4.1.7 | m2 | 13.17 |  | 0
2 | Purchase of material, transport and making of RC floor slab of the object, thickness t=15 cm, out of concrete CC30, in required formwork | 4.1.7 | m3 | 0.71 |  | 0
3 | Purchase of material, transport and construction of RC foundation beams, dimensions 25/105 cm, out of reinforced concrete CC 30 in required formwork. | 4.1.7 | m3 | 3.42 |  | 0
| TOTAL CONCRETE AND REINFORCED CONCRETE WORKS: |  |  |  |  | 0
| III REINFORCEMENT WORKS | 3.20,
1. | Purchase, transport, straightening, cutting, bending, binding and installation of reinforcement of all profiles and complexity with all auxiliary materials. | 4.1.7
МА 500/560
| B500B |  | kg | 690.3 |  | 0
| TOTAL REINFORCEMENT WORKS: |  |  |  |  | 0
IV VARIOUS WORKS
1 | Purchase of material, construction, delivery and installation of a container - combined cabin on a prepared RC pad. Container has min. exterior dimensions of 3.50x1.35 m,min. ceiling height is 2.6 m, all in line with the design. | 4.1.7 | pcs | 1 |  | 0
| TOTAL VARIOUS WORKS: |  |  |  |  | 0
SUMMARY 13. COMBINED CABIN no. 2. at the entrance (MI and CA)
I | GROUND WORKS |  |  |  |  | 0
II | CONCRETE AND RC WORKS |  |  |  |  | 0
III | REINFORCEMENT WORKS |  |  |  |  | 0
IV | VARIOUS WORKS |  |  |  |  | 0
| SUMMARY 13. CABIN no. 2.: |  |  |  |  | 0
14. COMBINED CABIN no. 3. at the entrance (MI and CA)
No. | Title | Reference Tech. Spec. | Unit | Estimated Quantity | Unit price EUR | Amount EUR
| I GROUND WORKS | 3.19,
1. | Marking of the object and installation of corner profiles. Calculation per m2 | 4.1.8 | m2 | 15.12 |  | 0
2. | Combined excavation in a previously backfilled terrain for the foundation construction | 4.1.8 | m3 | 12.6562 |  | 0
3. | Purchase, transport, backfilling and compacting of crushed stone aggregate layer under the floor slab of the object and foundation beams | 4.1.8 | m3 | 4.51 |  | 0
4. | Purchase, transport, backfilling and compacting of sand on a previously prepared base in layers, below the floor slab of the building. | 4.1.8 | m3 | 1.425 |  | 0
4a. | Purchase, transport, backfilling and compacting of sand around the concrete foundations, up to the angle of the ground. | 4.1.8 | m3 | 7.5205 |  | 0
| TOTAL GROUND WORK: |  |  |  |  | 0
| II CONCRETE AND REINFORCED CONCRETE WORKS | 3.20,
1 | Purchase of materials, transport and construction of screed base out of CC15, thickness t=5 cm under the foundation pad and foundation beams of the plateau for placing the combined cabin. | 4.1.8 | m2 | 9.61 |  | 0
2 | Purchase of material, transport and making of RC floor slab of the object, thickness t=15 cm, out of concrete CC30, in required formwork | 4.1.8 | m3 | 0.7125 |  | 0
3 | Purchase of material, transport and construction of RC foundation beams, dimensions 25/105 cm, out of reinforced concrete CC 30 in required formwork. | 4.1.8 | m3 | 2.5725 |  | 0
| TOTAL CONCRETE AND REINFORCEMENT CONCRETE WORKS: |  |  |  |  | 0
| III REINFORCEMENT WORKS | 3.20,
1. | Purchase, transport, straightening, cutting, bending, binding and installation of reinforcement of all profiles and complexity with all auxiliary materials. | 4.1.8
(calculation 130 kg/m3 of concrete)
МА 500/560
| B500B |  | kg | 426.4 |  | 0
| TOTAL REINFORCEMENT WORKS: |  |  |  |  | 0
IV VARIOUS WORKS
1 | Purchase of material, construction, delivery and installation of a container - combined cabin on a prepared RC pad. Container has min. external dimensions of 3.00x2.40 m, and min. ceiling height 2.6 m, all in line with the design. | 4.1.8 | pcs | 1 |  | 0
| TOTAL VARIOUS WORKS: |  |  |  |  | 0
SUMMARY 14. COMBINED CABIN no. 3. at the entrance (MI and CA)
I | GROUND WORKS |  |  |  |  | 0
II | CONCRETE AND RC WORKS |  |  |  |  | 0
III | REINFORCEMENT WORKS |  |  |  |  | 0
IV | VARIOUS WORKS |  |  |  |  | 0
| SUMMARY 14. CABIN no. 3.: |  |  |  |  | 0
15. CABIN no. 4. at the entrance from the truck terminal (MI)
No. | Title | Reference Tech. Spec. | Unit | Estimated Quantity | Unit price EUR | Amount EUR
| I GROUND WORKS | 3.19,
1. | Marking of the object and installation of corner profiles. Calculation per m2. | 4.1.9 | m2 | 20.16 |  | 0
2. | Combined excavation in a previously backfilled terrain for a tampon layer below the foundation beams - foundation walls of the platform for placing the combined cabin | 4.1.9 | m3 | 6.6369 |  | 0
3. | Purchase, transport, backfilling and compacting of crushed stone aggregate layer under the floor slab of the platform and under the foundation walls | 4.1.9 | m3 | 8.01 |  | 0
3/1. | Purchase, transport, backfilling and compacting of crushed stone aggregate layer under the stairway. | 4.1.9 | m3 | 2.1735 |  | 0
4. | Purchase, transport, backfilling and compacting of sand on a previously prepared base - level of terrain backfill in layers of 30 cm, under the floor slab of the object (replacement of the soil). | 4.1.9 | m3 | 9.2189 |  | 0
5. | Purchase, transport, backfilling and compacting of sand around the concreted object in layers of 30 cm, total width of sand layer cca 65 cm (30 cm lower than the level of the newly designed terrain around the object). . | 4.1.9 | m3 | 14.4 |  | 0
| TOTAL GROUND WORK: |  |  |  |  | 0
| II CONCRETE AND REINFORCED CONCRETE WORKS | 3.20,
1 | Purchase of materials, transport and construction of screed base out of CC15, thickness d=5 cm under the RC foundation pad and foundation beams of the plateau for placing the combined cabin. | 4.1.9 | m2 | 15.64 |  | 0
2 | Purchase of material, transport and making of RC foundation beams of the platform object dim. 25/175 m, concrete CC30 in required formwork | 4.1.9 | m3 | 4.8142 |  | 0
3 | Purchase of material, transport and making of RC floor slab of the platform for combined cabin, thickness d=20 cm, out of concrete CC30 | 4.1.9 | m3 | 1.41 |  | 0
4 | Purchase of material, transport and making of stairway for accessing the platform, stairway footing, crank pad, steps made of reinforced concrete CC30 | 4.1.9 | m3 | 1.27 |  | 0
| TOTAL CONCRETE AND REINFORCEMENT CONCRETE WORKS: |  |  |  |  | 0
| III REINFORCEMENT WORKS | 3.20,
1. | Purchase, transport, straightening, cutting, bending, binding and installation of reinforcement of all profiles and complexity with all auxiliary materials. | 4.1.9
МА 500/560
| B500B |  | kg | 973.7 |  | 0
| TOTAL REINFORCEMENT WORKS: |  |  |  |  | 0
| IV METALWORKS | 3.20,
1 | Purchase of materials, transport and construction of a fence out of steel profiles, 110 cm high. Horizontal and vertical separation by steel flat bar 40/4 mm, vertical supports and handrail out of steel box profiles 40/40/3 mm. Installation in line with detail. | 4.1.9 | m2 | 5.5 |  | 0
| METALWORKS TOTAL: |  |  |  |  | 0
VI VARIOUS WORKS
1 | Purchase of material, construction, delivery and installation of a container - combined cabin on a prepared RC pad. Container has min. dimensions of 3.00x2.40 m, height 2.591m | 4.1.9 | pcs | 1 |  | 0
3 | Purchase, delivery and installation of mats in front of the entrance into the object. mat dimensions 120/80 cm. | 4.1.9 | pcs | 1 |  | 0
| TOTAL VARIOUS WORKS: |  |  |  |  | 0
SUMMARY 15. - CABIN no. 4. at the entrance of truck terminal (MI)
I | GROUND WORKS |  |  |  |  | 0
II | CONCRETE AND RC WORKS |  |  |  |  | 0
III | REINFORCEMENT WORKS |  |  |  |  | 0
IV | METALWORKS |  |  |  |  | 0
VI | VARIOUS WORKS |  |  |  |  | 0
| SUMMARY 15. CABIN no. 4.: |  |  |  |  | 0
16. CABIN no. 5. at the exit from the truck terminal (CA)
No. | Title | Reference Tech. Spec. | Unit | Estimated Quantity | Unit price EUR | Amount EUR
| I GROUND WORKS | 3.19,
1. | Marking of the object and installation of corner profiles. Calculation per m2. | 4.1.10 | m2 | 20.16 |  | 0
2. | Combined excavation in a previously backfilled terrain for the foundation construction – platform for placing the combined cabin | 4.1.10 | m3 | 6.6369 |  | 0
3. | Purchase, transport, backfilling and compacting of crushed stone aggregate layer under the floor slab of the platform and under the foundation walls | 4.1.10 | m3 | 8.01 |  | 0
3/1. | Purchase, transport, backfilling and compacting of crushed stone aggregate layer under the stairway, fraction 0-31.5 mm with compacting in layers from 20-30 cm up to achieving required density. | 4.1.10 | m3 | 2.1735 |  | 0
4. | Purchase, transport, backfilling and compacting of sand on a previously prepared base - level of terrain backfill in layers of 30 cm, under the floor slab of the object (replacement of the soil). | 4.1.10 | m3 | 9.2189 |  | 0
5. | Purchase, transport, backfilling and compacting of sand around the concreted object in layers of 30 cm, total width of sand layer cca 65 cm (30 cm lower than the level of the newly designed terrain around the object). | 4.1.10 | m3 | 14.4 |  | 0
| TOTAL GROUND WORK: |  |  |  |  | 0
| II CONCRETE AND REINFORCED CONCRETE WORKS | 3.20,
1 | Purchase of materials, transport and construction of screed base out of CC15, thickness d=5 cm under the RC foundation pad and foundation beams of the plateau for placing the combined cabin. | 4.1.10 | m2 | 15.64 |  | 0
2 | Purchase of material, transport and making of RC foundation beams of the platform object dim. 25/175 m, concrete CC30 in required formwork | 4.1.10 | m3 | 4.8142 |  | 0
3 | Purchase of material, transport and making of RC floor slab of the platform for combined cabin, thickness d=20 cm, out of concrete CC30 | 4.1.10 | m3 | 1.41 |  | 0
4 | Purchase of material, transport and making of stairway for accessing the platform, stairway footing, crank pad, steps made of reinforced concrete CC30 | 4.1.10 | m3 | 1.27 |  | 0
| TOTAL CONCRETE AND REINFORCEMENT CONCRETE WORKS: |  |  |  |  | 0
| III REINFORCEMENT WORKS | 3.20,
1. | Purchase, transport, straightening, cutting, bending, binding and installation of reinforcement of all profiles and complexity with all auxiliary materials. | 4.1.10
МА 500/560
| B500B |  | kg | 973.7 |  | 0
| TOTAL REINFORCEMENT WORKS: |  |  |  |  | 0
| IV METALWORKS | 3.20,
1 | Purchase of materials, transport and construction of a fence out of steel profiles, 110 cm high. Horizontal and vertical separation by steel flat bar 40/4 mm, vertical supports and handrail out of steel box profiles 40/40/3 mm. Installation in line with detail. | 4.1.10 | m2 | 5.5 |  | 0
| METALWORKS TOTAL: |  |  |  |  | 0
VI VARIOUS WORKS
1 | Purchase of material, construction, delivery and installation of a container - combined cabin on a prepared RC pad. Container has min. dimensions of 3.00x2.40 m, min.height 2.6 m, all in line with the design. | 4.1.10 | pcs | 1 |  | 0
3 | Purchase, delivery and installation of mats in front of the entrance into the object. mat dimensions 120/80 cm. | 4.1.10 | pcs | 1 |  | 0
| TOTAL VARIOUS WORKS: |  |  |  |  | 0
SUMMARY 16. - CABIN no. 5. at the exit from the truck terminal (MI and CA)
I | GROUND WORKS |  |  |  |  | 0
II | CONCRETE AND RC WORKS |  |  |  |  | 0
III | REINFORCEMENT WORKS |  |  |  |  | 0
IV | METALWORKS |  |  |  |  | 0
VI | VARIOUS WORKS |  |  |  |  | 0
| SUMMARY 16. CABIN no. 5: |  |  |  |  | 0
24a. WATER METER SHAFT
No. | Title | Reference Tech. Spec. | Unit | Estimated Quantity | Unit price EUR | Amount EUR
| I GROUND WORKS | 3.19,
1. | Marking of the object and installation of corner profiles. Calculation per m2. | 4.1.11 | m2 | 23.76 |  | 0
2. | Combined excavation of II category soil for foundation pit of the object | 4.1.11 | m3 | 12.9282 |  | 0
3. | Purchase, transport, backfilling and compacting of a layer of broken stone aggregate, fraction 0-31,5 mm, under the foundation structure, total thickness of the layer d=35 cm. | 4.1.11 | m3 | 11.3925 |  | 0
4. | Purchase, transport, backfilling and compacting of sand around the concreted object in layers of 30 cm, total width of sand layer cca 180 cm (30 cm lower than the level of the newly designed terrain around the object). | 4.1.11 | m3 | 65.604 |  | 0
5 | Loading of excavated soil into a vehicle, transport, unloading on a landfill or a place designated by the Investor, up to 10 km away. | 4.1.11 | m3 | 12.93 |  | 0
| TOTAL GROUND WORK: |  |  |  |  | 0
| II CONCRETE AND REINFORCED CONCRETE WORKS | 3.20,
1 | Purchase of materials, transport and construction of screed base out of CC15, thickness d=2*5 cm under the floor pad of the object - water meter shaft | 4.1.11 | m2 | 8.16 |  | 0
2. | Purchase of materials, transport and production of the foundation pad of the water meter object, thickness d = 20cm, out of the waterproof reinforced concrete CC30, maximum water penetration into concrete of 30mm | 4.1.11 | m3 | 1.408 |  | 0
3. | Purchase of material, transport and construction of walls for the water meter shaft object, out of waterproof reinforced concrete CC30, thickness d=20 cm, maximum water penetration into the concrete 30 mm, in double sided formwork. | 4.1.11
| - water meter shaft walls: |  | m3 | 3.536 |  | 0
4. | Purchase of materials, transport and production of the upper pad of the water meter object, thickness d = 20cm, out of the waterproof reinforced concrete CC30, maximum water penetration into concrete of 30mm | 4.1.11 | m3 | 0.88 |  | 0
5. | Purchase of material, transport and making of screed CC15, average thickness d=6 cm, above the top RC pad of the tank, the layer is made with a slope and serves as protection of hydro insulation. | 4.1.11 | m2 | 7.04 |  | 0
| TOTAL CONCRETE AND RC WORKS: |  |  |  |  | 0
| III REINFORCEMENT WORKS | 3.20,
1. | Purchase, transport, straightening, cutting, bending, binding and installation of reinforcement of all profiles and complexity with all auxiliary materials. | 4.1.11
МА 500/560
| B500B |  | kg | 757.9 |  | 0
| TOTAL REINFORCEMENT WORKS: |  |  |  |  | 0
| IV INSULATION WORKS | 3.20,
1. | Purchase of materials, transport and construction of hydro-insulation for the reinforced concrete slab of the water meter shaft (floor slab) | 4.1.11 | m2 | 7.04 |  | 0
2. | Purchase of material, transport and making of hydro insulation for reinforced concrete slab at level +0.00 of water meter shaft of the object. | 4.1.11 | m2 | 5.6 |  | 0
3. | Purchase of materials, transport and construction of external hydro insulation of water meter shaft reinforced concrete walls | 4.1.11 | m2 | 21.9 |  | 0
4 | Purchase of materials, transport and installation of protection for hydro insulation of tank walls and chamber lock | 4.1.11 | m2 | 27.5 |  | 0
5 | Purchase, transport and installation i.e. processing of concreting joints at points of extensions or breaks in concreting at contact slab-wall, wall-wall and at designed breaks. Waterstops (Sika Waterbars types AP or V or appropriate) are place on break points and joints. | 4.1.11 | m | 18.2 |  | 0
| TOTAL INSULATION WORKS: |  |  |  |  | 0
| V METALWORKS | 3.20,
1 | Purchase, making, transport and installation of metal cover for going down into the water meter shaft object (standard cast iron cover | 4.1.11
| - cover dimensions 80/80 cm |  | pc | 1 |  | 0
2 | Purchase, construction, transport and installation of standard cast iron ladders, installed in the water meter shaft object | 4.1.11
| - ladders [ 350x230x16 mm |  | pcs | 5 |  | 0
| TOTAL METALWORKS WORKS: |  |  |  |  | 0
VI VARIOUS WORKS
1 | Test filling of the object with clean water for checking the water tightness of the structure, in line with applicable regulations. | 4.1.11 | L.s. | 1 |  | 0
2 | Purchase and installation of benchmarks on the object for monitoring possible subsidence. | 4.1.11 | pcs | 4 |  | 0
| TOTAL VARIOUS WORKS: |  |  |  |  | 0
SUMMARY 24a. WATER METER SHAFT
I | GROUND WORKS |  |  |  |  | 0
II | CONCRETE WORKS |  |  |  |  | 0
III | REINFORCEMENT WORKS |  |  |  |  | 0
IV | INSULATION WORKS |  |  |  |  | 0
V | METALWORKS |  |  |  |  | 0
VI | VARIOUS WORKS |  |  |  |  | 0
| TOTAL 24а.: |  |  |  |  | 0
24b. CHAMBER FOR PUMP
24v. WATER TANK
No. | Title | Reference Tech. Spec. | Unit | Estimated Quantity | Unit price EUR | Amount EUR
| I GROUND WORKS | 3.19,
1. | Marking of the object and installation of corner profiles. Calculation per m2. | 4.1.12 | m2 | 94.52 |  | 0
2. | Mechanical excavation of II category soil for the foundation pit of the water tank and chamber for pumps | 4.1.12 | m3 | 296.59 |  | 0
2/1. | Manual excavation of soil in the shaft, within the floor slab of the water tank, include excavation, ejection of soil from the pit and removal to a temporary landfill. | 4.1.12 | m3 | 2.45 |  | 0
3. | Purchase, transport, backfilling and compacting of a layer of broken stone aggregate, fraction 0-31,5 mm, under the foundation structure, total thickness of the layer d=35 cm. | 4.1.12 | m3 | 27.52 |  | 0
4. | Purchase, transport, backfilling and compacting of sand around the concreted object in layers of 30 cm, total width of sand layer cca 190 cm (30 cm lower than the level of the newly designed terrain around the object). | 4.1.12 | m3 | 128.635 |  | 0
5 | Construction of a backfill out of excavated soil, around the tank with spreading, planning and compacting up to natural soil degree of density. | 4.1.12 | m3 | 84.5 |  | 0
6 | Loading of excavated soil into a vehicle, transport, unloading on a landfill or a place designated by the Investor, up to 10 km away. Calculation per m3. | 4.1.12 | m3 | 212.09 |  | 0
| TOTAL GROUND WORK: |  |  |  |  | 0
| II CONCRETE AND REINFORCED CONCRETE WORKS | 3.20,
1 | Purchase of materials, transport and construction of screed base out of CC15, thickness d=2*5 cm under the floor pad of the object - tank and chamber for shafts. | 4.1.12 | m2 | 60.449 |  | 0
2. | Purchase of materials, transport and production of the foundation pad of the water tank and chamber for pumps, thickness d = 35cm (chamber pad thickness d=30 cm), out of the waterproof reinforced concrete CC30, maximum water penetration into concrete of 30mm | 4.1.12 | m3 | 17.7049 |  | 0
3 | Purchase of material, transport and construction of walls of the water tank and chamber for pumps, out of waterproof concrete CC30, thickness d=30 cm (chamber lock wall thickness d=25 cm), max. water penetration in concrete 30 mm, in double formwork. | 4.1.12 | m3 | 53.88 |  | 0
5 | Purchase of materials, transport and production of the upper pad of the water tank and chamber for pumps, thickness d = 25cm, out of the waterproof reinforced concrete CC30 (thickness of the top slab of chamber lock d=20cm), maximum water penetration into concrete of 30mm | 4.1.12 | m3 | 10.32 |  | 0
6. | Purchase of material, transport and making of screed CC15, average thickness d=6 cm, above the top RC pad of the tank, the layer is made with a slope and serves as protection of hydro insulation. Level out the upper surface and cure the concrete. | 4.1.12 | m2 | 56.123 |  | 0
| TOTAL CONCRETE AND RC WORKS: |  |  |  |  | 0
| III REINFORCEMENT WORKS | 3.20,
1. | Purchase, transport, straightening, cutting, bending, binding and installation of reinforcement of all profiles and complexity with all auxiliary materials. | 4.1.12
(calculation 130 kg/m3 of concrete)
МА 500/560
| B500B |  | kg | 10647 |  | 0
| TOTAL REINFORCEMENT WORKS: |  |  |  |  | 0
| IV INSULATION WORKS | 3.20,
1. | Purchase of materials, transport and construction of hydro-insulation for the reinforced concrete slab of the water tank (floor slab and top slab) and chamber for pumps (floor slab and top slab) | 4.1.12 | m2 | 112.164 |  | 0
1/1. | Purchase of materials, transport and construction of external hydro insulation of reinforced concrete walls of the water tank and chamber for pumps | 4.1.12 | m2 | 175.276 |  | 0
2 | Purchase of materials, transport and installation of protection for hydro insulation of tank walls and chamber for pumps, out of dimpled sheet layer | 4.1.12 | m2 | 175.276 |  | 0
3 | Purchase of material, transport and coating the internal side of the walls, bottom and top slab of the water tank, with two layers of hydro-insulation coating that holds a certificate for potable water. | 4.1.12 | m2 | 231.21 |  | 0
4 | Purchase, transport and installation i.e. processing of concreting joints at points of extensions or breaks in concreting at contact slab-wall, wall-wall and at designed breaks. | 4.1.12 | m | 99.4 |  | 0
| TOTAL INSULATION WORKS: |  |  |  |  | 0
| V METALWORKS | 3.20,
1 | Purchase, making, transport and installation of metal cover for going down into the water tank and chamber for pumps (standard cast iron cover), installation by anchoring into a concrete pad. | 4.1.12
| - cover dimensions 80/80 cm |  | pcs | 2 |  | 0
2 | Purchase, construction, transport and installation of ladders, made of prochrome steel tubes, mounted on internal side of the water tank, for going down into the tank for maintenance of the equipment and similar | 4.1.12
| - ladders, height 4.20 m / cage height 2.20 m |  | pcs | 1 |  | 0
3 | Purchase, construction, transport and installation of standard cast iron ladders, installed in the chamber lock | 4.1.12
| - ladders [ 350x230x16 mm |  | pcs | 10 |  | 0
| TOTAL METALWORKS WORKS: |  |  |  |  | 0
VI VARIOUS WORKS
1 | Test filling of the object with clean water for checking the water tightness of the structure, in line with applicable regulations. | 4.1.12 | L.s. | 1 |  | 0
2 | Final washing and cleaning of water tank with disinfection. | 4.1.12 | L.s. | 1 |  | 0
3 | Purchase and installation of benchmarks on the object for monitoring possible subsidence. | 4.1.12 | pcs | 8 |  | 0
| TOTAL VARIOUS WORKS: |  |  |  |  | 0
SUMMARY 24b. CHAMBER FOR PUMP 24v. WATER TANK
I | GROUND WORKS |  |  |  |  | 0
II | CONCRETE WORKS |  |  |  |  | 0
III | REINFORCEMENT WORKS |  |  |  |  | 0
IV | INSULATION WORKS |  |  |  |  | 0
V | METALWORKS |  |  |  |  | 0
VI | VARIOUS WORKS |  |  |  |  | 0
| TOTAL 24b and 24v: |  |  |  |  | 0
24g. WELL CHAMBER
No. | Title | Reference Tech. Spec. | Unit | Estimated Quantity | Unit price EUR | Amount EUR
| I GROUND WORKS | 3.19,
1. | Marking of the object and installation of corner profiles. Calculation per m2. | 4.1.13 | m2 | 25.76 |  | 0
2. | Combined excavation of II category soil for foundation pit of the object | 4.1.13 | m3 | 17.6725 |  | 0
3. | Purchase, transport, backfilling and compacting of a layer of broken stone aggregate, fraction 0-31,5 mm, under the foundation structure, total thickness of the layer d=35 cm. | 4.1.13 | m3 | 12.5545 |  | 0
4. | Purchase, transport, backfilling and compacting of sand around the concreted object in layers of 30 cm, total width of sand layer cca 180 cm (30 cm lower than the level of the newly designed terrain around the object). | 4.1.13 | m3 | 81.49 |  | 0
5 | Loading of excavated soil into a vehicle, transport, unloading on a landfill or a place designated by the Investor, up to 10 km away. | 4.1.13 | m3 | 17.67 |  | 0
| TOTAL GROUND WORK: |  |  |  |  | 0
| II CONCRETE AND REINFORCED CONCRETE WORKS | 3.20,
1 | Purchase of materials, transport and construction of screed base out of CC15, thickness d=2*5 cm under the floor pad of the object - well chamber. | 4.1.13 | m2 | 8.7042 |  | 0
2. | Purchase of materials, transport and production of the foundation pad of the well chamber object, thickness d = 20cm, out of the waterproof reinforced concrete CC30, maximum water penetration into concrete of 30mm | 4.1.13 | m3 | 1.5008 |  | 0
3. | Purchase of material, transport and construction of walls for the well chamber object, out of waterproof reinforced concrete CC30, thickness d=20 cm, maximum water penetration into the concrete 30 mm, in double sided formwork. | 4.1.13 | m3 | 3.8448 |  | 0
4. | Purchase of materials, transport and production of the upper pad of the well chamber, thickness d = 20cm, out of the waterproof reinforced concrete CC30, maximum water penetration into concrete of 30mm | 4.1.13 | m3 | 0.94 |  | 0
5. | Purchase of material, transport and making of screed CC15, average thickness d=6 cm, above the top RC pad of the tank, the layer is made with a slope and serves as protection of hydro insulation. | 4.1.13 | m2 | 8.16 |  | 0
| TOTAL CONCRETE AND RC WORKS: |  |  |  |  | 0
| III REINFORCEMENT WORKS | 3.20,
1. | Purchase, transport, straightening, cutting, bending, binding and installation of reinforcement of all profiles and complexity with all auxiliary materials. | 4.1.13
МА 500/560
| B500B |  | kg | 816.4 |  | 0
| TOTAL REINFORCEMENT WORKS: |  |  |  |  | 0
| IV INSULATION WORKS | 3.20,
1. | Purchase of materials, transport and construction of hydro-insulation for the reinforced concrete slab of the well chamber (floor slab) | 4.1.13 | m2 | 7.5 |  | 0
2. | Purchase of material, transport and making of hydro insulation for reinforced concrete slab at level +0.00 of well chamber | 4.1.13 | m2 | 6.4374 |  | 0
3. | Purchase of materials, transport and construction of external hydro insulation of well chamber reinforced concrete walls | 4.1.13 | m2 | 26.62 |  | 0
4 | Purchase of materials, transport and installation of protection for hydro insulation of well chamber walls, out of dimpled sheet layer | 4.1.13 | m2 | 26.62 |  | 0
5 | Purchase, transport and installation i.e. processing of concreting joints at points of extensions or breaks in concreting at contact slab-wall, wall-wall and at designed breaks. | 4.1.13 | m | 22.39 |  | 0
| TOTAL INSULATION WORKS: |  |  |  |  | 0
| V METALWORKS | 3.20,
1 | Purchase, making, transport and installation of metal cover for going down into the well house object (standard cast iron cover) | 4.1.13
| - cover dimensions 80/80 cm |  | pcs | 2 |  | 0
2 | Purchase, construction, transport and installation of standard cast iron ladders, installed in the object | 4.1.13
| - ladders [ 350x230x16 mm |  | pcs | 6 |  | 0
| TOTAL METALWORKS WORKS: |  |  |  |  | 0
VI VARIOUS WORKS
1 | Test filling of the object with clean water for checking the water tightness of the structure, in line with applicable regulations. | 4.1.13 | L.s. | 1 |  | 0
2 | Purchase and installation of benchmarks on the object for monitoring possible subsidence. | 4.1.13 | pcs | 4 |  | 0
| TOTAL VARIOUS WORKS: |  |  |  |  | 0
SUMMARY 24g. WELL CHAMBER
I | GROUND WORKS |  |  |  |  | 0
II | CONCRETE WORKS |  |  |  |  | 0
III | REINFORCEMENT WORKS |  |  |  |  | 0
IV | INSULATION WORKS |  |  |  |  | 0
V | METALWORKS |  |  |  |  | 0
VI | VARIOUS WORKS |  |  |  |  | 0
| TOTAL 24g.: |  |  |  |  | 0
25. RETAINING STRUCTURE WITH A FENCE
No. | Title | Reference Tech. Spec. | Unit | Estimated Quantity | Unit price EUR | Amount EUR
| I GROUND WORKS | 3.19,
RETAINING WALL
1. | Marking of the object and installation of corner profiles. Calculation per m1. | 4.1.14
| retaining wall |  | m | 285.12 |  | 0
2. | Mechanical excavation of soil for foundations of retaining walls, with deposition of soil to a temporary landfill next to the excavation pit for later backfilling around the concreted foundations | 4.1.14 | m3 | 2093.54 |  | 0
3 | Planning, leveling and compacting of subsoil of the foundation pit upon completed excavation | 4.1.14 | m2 | 946.38 |  | 0
4 | Purchase, transport, backfill and compacting of sand in layers, maximum 30 cm, around the concreted retaining wall object, on the front side for restoring the level of the existing terrain. | 4.1.14 | m3 | 342.144 |  | 0
5 | Purchase, transport, backfilling and compacting of a tampon layer made of natural gravel mixture, under the foundation beam, total thickness of the layer d=20 cm. | 4.1.14 | m3 | 19.103 |  | 0
6 | Backfilling and compacting of excavated soul up to the level of the existing terrain, in layers of max. 30 cm, around the concreted retaining wall object, on the back side for restoring the level of the existing terrain. | 4.1.14 | m3 | 342.144 |  | 0
7 | Loading of excavated soil into a vehicle, transport, unloading on a landfill or a place designated by the Investor, up to 10 km away. | 4.1.14 | m3 | 1956.69 |  | 0
FENCE AROUND THE COMPLEX
8. | Marking of the object and installation of corner profiles. | 4.1.14 | m | 354.64 |  | 0
9. | Mechanical excavation of II category soil with a layer of humus for foundations of the fence | 4.1.14 | m3 | 300.9 |  | 0
10 | Purchase, transport, backfilling and compacting of a tampon layer made of natural gravel mixture, under the foundation beam, total thickness of the layer d=20 cm. | 4.1.14 | m3 | 60.2888 |  | 0
11 | Backfilling and compacting of soil from excavation around the concreted foundation beams up to the level of the existing terrain, in layer of max. 30 cm. | 4.1.14 | m3 | 170.2272 |  | 0
12 | Loading of excavated soil into a vehicle, transport, unloading on a landfill or a place designated by the Investor, up to 10 km away. | 4.1.14 | m3 | 130.67 |  | 0
FENCES IN THE INTERNAL PART OF THE COMPLEX
13. | Marking of the object and installation of corner profiles. | 4.1.14 | m | 219.56 |  | 0
14. | Combined excavation of backfilled material (sand) for foundation beam of the fence with removal to temporary landfills next to the pit, for later backfilling around concreted foundations | 4.1.14 | m3 | 186.626 |  | 0
15 | Purchase, transport, backfilling and compacting of a tampon layer made of natural gravel mixture, under the foundation beam, total thickness of the layer d=20 cm | 4.1.14 | m3 | 37.3252 |  | 0
16 | Backfilling and compacting of sand from excavation around the concreted foundation beams up to the level of the existing terrain, in layer of max. 30 cm. | 4.1.14 | m3 | 105.3888 |  | 0
17 | Loading of excavated soil into a vehicle, transport and spreading of material within the site or transport to a place designated by the Investor, up to 10 km away. | 4.1.14 | m3 | 81.24 |  | 0
| TOTAL GROUND WORK: |  |  |  |  | 0
| II CONCRETE AND REINFORCED CONCRETE WORKS | 3.20,
1. | Construction of tampon out of non-reinforced concrete CC15 d=5cm under the foundation footing of the retaining wall and fence around the complex. | 4.1.14 | m2 | 1434.45 |  | 0
2. | Construction of foundation footing for the retaining wall, thickness d=45cm, out of reinforced concrete CC30 in required formwork | 4.1.14 | m3 | 239.13 |  | 0
3. | Construction of retaining wall, thickness d=50-40 cm and various height, out of reinforced concrete CC30 in required double formwork. | 4.1.14 | m3 | 484.58 |  | 0
4. | Construction of upper slab for the retaining wall, width 67 cm, thickness d=10cm, out of reinforced concrete CC30 in required formwork | 4.1.14 | m3 | 19.103 |  | 0
5. | Construction of foundation beam of the fence, dimensions 25/105cm, out of reinforced concrete CC25 in required formwork, on a previously prepared base | 4.1.14 | m3 | 150.73 |  | 0
| TOTAL CONCRETE AND RC WORKS: |  |  |  |  | 0
| III REINFORCEMENT WORKS | 3.20,
1. | Purchase, transport, straightening, cutting, bending, binding and installation of reinforcement of all profiles and complexity with all auxiliary materials. | 4.1.14
МА 500/560
| B500B |  | kg | 116160.2 | 0 | 0
| TOTAL REINFORCEMENT WORKS: |  |  |  |  | 0
SUMMARY 25. RETAINING STRUCTURE WITH A FENCE
I | GROUND WORKS |  |  |  |  | 0
II | CONCRETE AND REINFORCED CONCRETE WORKS |  |  |  |  | 0
III | REINFORCEMENT WORKS |  |  |  |  | 0
| TOTAL 25.: |  |  |  |  | 0
SUMMARY ARCHITECTURAL AND CONSTRUCTION DESIGN
00. PRELIMINARY WORKS | [5 empty] | 0
1. MIA AND CA | [5 empty] | 0
2. CANOPY | [5 empty] | 0
4a. AND 4b. COMBINED CABIN NO.1 (MIA AND CA) | [5 empty] | 0
9. PREFABRICATED DISINFECTION BARRIER | [5 empty] | 0
13. COMBINED CABIN NO.2 - AT THE EXIT (MI AND CA) | [5 empty] | 0
14. COMBINED CABIN NO.3 - AT THE ENTRANCE (MI AND CA) | [5 empty] | 0
15. CABIN NO.4 - AT THE ENTRANCE FROM THE TRUCK TERMINAL (MI) | [5 empty] | 0
16. CABIN NO.5 - AT THE EXIT FROM THE TRUCK TERMINAL (CA) | [5 empty] | 0
24a. WATER METER SHAFT | [5 empty] | 0
24b. CHAMBER FOR PUMP AND 24v. WATER TANK | [5 empty] | 0
24g. WELL CHAMBER | [5 empty] | 0
25. RETAINING STRUCTURE WITH A FENCE | [5 empty] | 0
| TOTAL ARCHITECTURAL AND CONSTRUCTION DESIGN |  |  |  |  | 0

## II - Book 2.2 Traff.
II - BOOK 2.2
TRAFFIC DESIGN
TRAFFIC/ROAD WORKS
No. | Title | Reference Tech. Spec. | Unit | Estimated Quantity | Unit price EUR | Amount EUR
| I PRELIMINARY WORKS | 3.22,
1.01 | Cutting and marking of road and objects. | 4.2.2 | m | 611.2 |  | 0
1.02 | Maintenance of traffic for time of execution of works |  | L.s. | 1 |  | 0
1.06 | Demolition of existing pavement. | 4.2.2 | m2 | 310 |  | 0
1.07 | Demolition of existing curbs. | 4.2.2 | m | 545 |  | 0
1.08 | Demolition of pedestrian and bycicle lane. | 4.2.2 | m2 | 136 |  | 0
1.09 | Parking demolition. | 4.2.2 | m2 | 495 |  | 0
1.11 | Preparation of temporary joints for continuing asphalt works. | 4.2.2 | m | 325 |  | 0
1.12 | Scraping of the asphalt layer. | 4.2.2 | m2 | 3250 |  | 0
1.14 | Elevation regulation of manhole covers and drains. | 4.2.2 | pcs | 5 |  | 0
1.15 | Sealing the existing drains. | 4.2.2 | pcs | 1 |  | 0
1.16 | Removal of the traffic signs and billbords. | 4.2.2 | pcs | 6 |  | 0
1.18 | Removal of waste and debris. | 4.2.2 | m3 | 600 |  | 0
1.22 | Adjustment and protection of supplementary and subsidiary electric lines |  | pcs | 5 |  | 0
1.23 | Adjustment and protection of supplementary and subsidiary telephone cables |  | pcs | 8 |  | 0
1.24 | Adjustment and protection of water and sewer installations |  | pcs | 10 |  | 0
1.25 | Adjustment and protection of gas installation and installation of petroleum lines |  | pcs | 5 |  | 0
1.26 | Producing the project of derived state | 4.2.2 | pcs | 1 |  | 0
1.3 | Recording of the executed object by the authorized geometer with the permission of a license of RGZ. | 4.2.2 | L.s. | 1 |  | 0
| Sub-Total for 1:Preliminary Works |  |  |  |  | 0
| II EARTHWORKS | 3.22,
2.03 | Excavation in the wide trench. | 4.2.3 | m3 | 183.51 |  | 0
2.05 | Compaction of the subsoil | 4.2.3 | m2 | 12576 |  | 0
2.06 | Forming of the sand embankment, or materials of the same characteristics specified in the technical conditions . | 4.2.3 | m3 | 14519.55 |  | 0
2.09 | Treatment of the subgrade consists of the design of the bed at projected angles and complementary compaction across the entire width of the plain to the required compaction. | 4.2.3 | m2 | 6171 |  | 0
2.12 | Spreading of the earthlike material in the landfill. | 4.2.3 | m3 | 183.51 |  | 0
2.13 | Transportation of earthlike materials. | 4.2.3 | m3 | 183.51 |  | 0
| Sub-total for 2: Earthworks |  |  |  |  | 0
| III PAVEMENT STRUCTURE | 3.22,
3.01 | Construction of the bearing thickness from the mechanicaly compacted granular rock material (0-31.5)mm | 4.2.1
| d= 15 cm |  | m3 | 1563.92 |  | 0
3.01 | Construction of the bearing thickness from the mechanicaly compacted granular rock material (0-63)mm d=20cm | 4.2.1 | m3 | 1395.27 |  | 0
3.05 | Construction thickness BNS 22 sA d= 7 cm | 4.2.1 | m2 | 7500 |  | 0
3.05 | Construction thickness BNS 32 Са d=6 cm | 4.2.1 | m2 | 7500 |  | 0
3.11 | Production of pedestrian surfaces and islands of two-layer concrete slabs d = 6 cm on a layer of stone fraction (2-4) mm, thickness 4 cm | 4.2.1 | m2 | 1429 |  | 0
3.15 | Laying of concrete curbs | 4.2.1
| dimenzion 18/24 cm |  | m | 1715 |  | 0
| dimenzion 12/18 cm |  | m | 325 |  | 0
| dimension 18/24 separation 1 and 2 phase 238 m |  | m | 220 |  | 0
| Sub-total for 3: Pavement Structure |  |  |  |  | 0
IV OTHER WORKS
4.01 | Construction of absorbers thrust from concrete MB 30 | 4.2.1 | pcs | 4 |  | 0
| Sub-Total for 4: Other Works |  |  |  |  | 0
SUMMARY TRAFFIC DESIGN
I | PRELIMINARY WORKS |  |  |  |  | 0
II | EARTHWORKS |  |  |  |  | 0
III | PAVEMENT STRUCTURE |  |  |  |  | 0
IV | OTHER WORKS |  |  |  |  | 0
| TOTAL TRAFFIC DESIGN: |  |  |  |  | 0

## III - Book 3.1 Water sup.
III - BOOK 3.1
WATER SUPPLY AND INSTALLATION
I - EXTERNAL WATER SUPPLY
No. | Title | Reference Tech. Spec. | Unit | Estimated Quantity | Unit price EUR | Amount EUR
1 | GEODETIC WORKS | 3.30,
1 | Staking and marking of pipeline route | 4.3.1
| Sanitary water supply network |  | m | 220 |  | 0
| Hydrant network |  | m | 500 |  | 0
| TOTAL 1: |  |  |  |  | 0
2 | GROUND WORKS | 3.30,
1 | Mechanical excavation of the trench | 4.3.1
| Sanitary water supply network |  | m3 | 176 |  | 0
| Hydrant network |  | m3 | 400 |  | 0
2 | Manual excavation of the trench | 4.3.1
| Sanitary water supply network |  | m3 | 44 |  | 0
| Hydrant network |  | m3 | 100 |  | 0
3 | Making of sand bedding, hp=10 cm | 4.3.1
| Sanitary water supply network |  | m3 | 22 |  | 0
| Hydrant network |  | m3 | 50 |  | 0
4 | Backfilling of the trench by sand | 4.3.1
| Sanitary water supply network |  | m3 | 66 |  | 0
| Hydrant network |  | m3 | 150 |  | 0
5 | Backfilling of the trench by soil from the excavation | 4.3.1
| Sanitary water supply network |  | m3 | 132 |  | 0
| Hydrant network |  | m3 | 300 |  | 0
6 | Transport of excess soil from the trench. ATD 10 km: | 4.3.1
| Sanitary water supply network |  | m3 | 88 |  | 0
| Hydrant network |  | m3 | 200 |  | 0
| TOTAL 2: |  |  |  |  | 0
3 | CARPENTRY WORKS | 3.30,
1 | Shoring of trench sides. | 4.3.1
| Sanitary water supply network |  | m | 220 |  | 0
| Hydrant network |  | m | 500 |  | 0
| TOTAL 3: |  |  |  |  | 0
4 | INSTALLATION WORKS | 3.30,
1 | Purchase of materials, loading, transport to the site, unloading, delivery along the trench and installation of all fittings, valves and pipes, with required seals and connection material. | 4.3.1
a | Pipes
| Water pipes made of polyethylene PE-100, NP 10 bar, Ø110 mm (ND 100 mm) |  | m | 490 |  | 0
| Water pipes made of polyethylene PE-100, NP 10 bar, Ø75 mm (ND 65 mm) |  | m | 15 |  | 0
| Water pipes made of polyethylene PE-100, NP 10 bar, Ø 65 mm (ND 50 mm) |  | m | 50 |  | 0
| Water pipes made of polyethylene PE-100, NP 10 bar, Ø 40 mm (ND 32 mm) |  | m | 220 |  | 0
2 | Purchase and installation of booster pump for hydrant water system | 4.3.1.4 | pcs | 1 |  | 0
3. | Purchase and installation of booster pump for sanitary water | 4.3.1.4 | pcs | 1 |  | 0
4 | Purchase and installation of standpipe. | 4.3.1.4 | pcs | 4 |  | 0
5 | Purchase and installation of valves with all required equipment (flange adaptors, flanges ...). | 4.3.1.4 | pcs | 6 |  | 0
| TOTAL 4: |  |  |  |  | 0
5 | CONCRETE WORKS | 3.30,
2 | Construction of concrete slabs | 4.3.1 |  |  | 0
Construction of concrete slabs d=15 cm, out of compacted concrete MB20, around the standpipes and round cover cap.
| * Around the standpipe and cover dim. 100x50/15 cm |  | pcs | 4 |  | 0
| * Around the cover cap dim. 30x30/15 cm |  | pcs | 4 |  | 0
3 | Construction and installation of a water meter shaft. | 4.3.1 | pcs | 1 |  | 0
4 | Construction and installation of well pump shaft. | 4.3.1 | pcs | 1 |  | 0
| TOTAL 5: |  |  |  |  | 0
6 | OTHER WORKS | 3.30,
1 | Pressure testing of the pipeline | 4.3.1
| Sanitary water supply network |  | m | 220 |  | 0
| Hydrant network |  | m | 555 |  | 0
2 | Flushing, disinfection of pipeline and bacteriological examination of water | 4.3.1
| Sanitary water supply network |  | m | 220 |  | 0
| Hydrant network |  | m | 555 |  | 0
3 | Placing a temporary pedestrian crossing. | 4.3.1
| Place wooden pedestrian crossings made of quality wood at each 100 m of the route. |  | pcs | 2 |  | 0
4 | Lowering the ground water level. | 4.3.1
| Designed time of water drainage by waterpoints is |  | h | 25 |  | 0
5 | Purchase, transport and placing a cabinet for standpipe equipment. | 4.3.1
| The cabinet consists of 2 trevira hoses 52 15m long, nozzle, key and other required equipment for hydrants outside the object. |  | pcs | 4 |  | 0
| TOTAL 6: |  |  |  |  | 0
EXTERNAL WATER SUPPLY
1 | GEODETIC WORKS |  |  |  |  | 0
2 | GROUND WORKS |  |  |  |  | 0
3 | CARPENTRY WORKS |  |  |  |  | 0
4 | INSTALLATION WORKS |  |  |  |  | 0
5 | CONCRETE WORKS |  |  |  |  | 0
6 | OTHER WORKS |  |  |  |  | 0
| TOTAL EXTERNAL WATER SUPPLY: |  |  |  |  | 0
II - INTERNAL WATER SUPPLY
1. | WATER SUPPLY INSTALLATIONS | 3.30,
1. | Purchase and installation of polypropylene (plastic) water supply pipes with all required fittings on the pipe network. | 4.3.2
| Ø20,DN 15 mm |  | m | 60 |  | 0
| Ø25,DN 20 mm |  | m | 20 |  | 0
| Ø32,DN 25 mm |  | m | 20 |  | 0
2. | Pressure testing of the pipeline. Replace the defective pipes or joints. | 4.3.2 | L.s. | 1 |  | 0
3. | Disinfection and bacteriological examination of the pipeline. | 4.3.2 | L.s. | 1 |  | 0
4. | Purchase and installation of electric water heater, under pressure. | 4.3.2
| V = 50 l. |  | pcs | 3 |  | 0
| V = 10 l. |  | pcs | 13 |  | 0
5. | Purchase and installation of thermal insulation for pipes out of POLYURETHANE or other proper foam insulator. | 4.3.2
| Ø 15-20 mm |  | m | 80 |  | 0
| Ø 25-40 mm |  | m | 20 |  | 0
| TOTAL 1: |  |  |  |  | 0
2. | SANITARY DEVICES | 3.30,
1. | Purchase, transport and installation of a complete white fayans washbasin, II class. Washbasin size is 55/44 cm. | 4.3.2 | pcs | 8 |  | 0
2. | Purchase, transport and installation of a complete white fayans accessible washbasin, II class. Washbasin size is 64/55 cm. | 4.3.2 | pcs | 1 |  | 0
3. | Purchase, transport and installation of a complete metal washbasin, II class. Washbasin size is 45/35 cm. | 4.3.2 | pcs | 1 |  | 0
4. | Purchase, transport and installation of a complete white fayans toilet, II class. Mount an EK valve Ø15 mm | 4.3.2 | pcs | 7 |  | 0
5. | Purchase, transport and installation of the entire sanitary equipment for WC, for people with disabilities | 4.3.2 | pcs | 1 |  | 0
6. | Purchase, transport and installation of white fayans trocadero, domestic production, with a grid, cistern, flush pipe and required sealing material. | 4.3.2 | pcs | 3 |  | 0
7. | Purchase and installation of fayans urinal which consists of: urinal pan, siphon set, flush valve with elbow valve, PE drain elbow Ø50 mm, flat valve DN 15. | 4.3.2 | pcs | 2 |  | 0
8. | Purchase, transport and installation of the entire sanitary equipment for Asian style WC pan (retention room) | 4.3.2 | pcs | 1 |  | 0
| TOTAL 2: |  |  |  |  | 0
3. | SANITARY FITTINGS | 3.30,
1. | Standing single lever mixer for hot and cold water with flexible connections and outlet for washbasin. | 4.3.2 | pcs | 9 |  | 0
2. | Standing single lever mixer for hot and cold water with flexible connections and outlet for kitchen sink. | 4.3.2 | pcs | 3 |  | 0
3. | Standing single lever mixer for hot and cold water with flexible connections and outlet for accessible washbasin. | 4.3.2 | pcs | 1 |  | 0
4. | Purchase and installation of wall mounted single lever mixer for hot and cold water with a fixed outlet for trocadero. | 4.3.2 | pcs | 3 |  | 0
5. | Purchase and installation of gate valve with internal thread: | 4.3.2
- gate valve with a wheel:
| Ø 20 mm |  | pcs | 7 |  | 0
| - EK valve |  | pcs | 39 |  | 0
| - water heater relief valve: Ø 15 mm |  | pcs | 3 |  | 0
6. | Required accessories in bathrooms and toilets, as selected by the designer, with all required fixing material: | 4.3.2
| *paper towel dispenser produced by "Kimberly-Clark" or similar |  | pcs | 7 |  | 0
| *toilet paper dispenser produced by "Kimberly-Clark" or similar |  | pcs | 8 |  | 0
| *dispenser produced by "Kimberly-Clark" or similar |  | pcs | 8 |  | 0
| *hangers-hooks for suits (mounted on the internal we cabin door) |  | pcs | 8 |  | 0
| * WC brush |  | pcs | 9 |  | 0
| * mirror, dimensions 150x80 cm |  | pcs | 2 |  | 0
| * mirror, dimensions 70x80 cm |  | pcs | 4 |  | 0
| * mirror, dimensions 60*80 cm for people with disabilities |  | pcs | 1 |  | 0
| * fixed wall grab bar for people with disabilities |  | pcs | 1 |  | 0
| * mobile wall grab bar for people with disabilities |  | pcs | 1 |  | 0
| * hand dryer |  | pcs | 7 |  | 0
| TOTAL 3: |  |  |  |  | 0
4. | HYDRANT NETWORK | 3.30,
1. | Purchase and installation of galvanized water supply pipes with all required fittings on the pipe network. | 4.3.2
| Ø 50 mm |  | m | 10 |  | 0
| Ø 65 mm |  | m | 15 |  | 0
2. | Purchase and installation of thermal insulation for pipes out of POLYURETHANE or other proper foam insulator. | 4.3.2
Calculation per m'.
| Ø 50 mm |  | m | 10 |  | 0
| Ø 65 mm |  | m | 15 |  | 0
3. | Purchase, transport and installation of complete wall hydrant. Hydrant consists of a steel cabinet, standard dimensions 50x50 cm, with a lock. | 4.3.2 | pcs | 3 |  | 0
| TOTAL 4: |  |  |  |  | 0
INTERNAL WATER SUPPLY
1 | WATER SUPPLY INSTALLATNIO |  |  |  |  | 0
2 | SANITARY DEVICES |  |  |  |  | 0
3 | SANITARY FITTINGS |  |  |  |  | 0
4 | HYDRANT NETWORK |  |  |  |  | 0
| TOTAL INTERNAL WATER SUPPLY: |  |  |  |  | 0
III - WELL STRUCTURE AND DESIGN GEOLOGICAL
1 | WELL STRUCTURE | 3.30,
1. | Making of structural bore ø146 mm, direct method with continuous monitoring of lithology of extracted material and other occurrences important for defining hydro-geological characteristics. | 4.3.3 | m | 140 |  | 0
2. | Electric - bore hole logging (own potential, gamma-gamma and electrical resistance). | 4.3.3 | m | 140 |  | 0
3. | Extension of the bore hole by a chisel Ø 240 mm with flushing by light bentonite slurries in interval between 0.0 and 98.0 m. | 4.3.3
| Flat rate |  | m | 140 |  | 0
4. | Purchase, preparation and installation of PVC well structure: | 4.3.3
4.1. | Water well column Ø 125 mm, in interval from + 0.5 to 70.0 m. |  | m | 70.5 |  | 0
4.2. | Perforated filters Ø 125 mm with PVC screen and galvanized wire Ø 4 mm, in intervals 70.0 - 73.0 m, 80.0 - 82.0 m, 86.0 - 89.0 m, 96.0 - 100.0 m, 110.0 - 112.0 m, 132.0 - 136.0 m; |  | m | 18 |  | 0
4.4. | Intermediate filters Ø 125 mm, in intervals 73.0 - 80.0 m, 82.0 - 86.0 m, 89.0 - 96.0 м, 100.0 - 110.0 m, 112.0 - 132.0 m; |  | m | 48 |  | 0
4.5. | Settler Ø 125 mm, in interval 136.0 to 140.0 m; |  | m | 4 |  | 0
5. | Purchase, preparation and installation of filter backfill our of granulated quartz aggregate d=1-3 mm, in interval from 140.00 to 60.00 m. | 4.3.3 | m | 80 |  | 0
6. | Insulation of aquifer with clay, with swelling properties, in interval 60.00 - 55.00 m. | 4.3.3 | m | 5 |  | 0
7. | Purchase and installation of backfill made of drilled material, in ring interspace above the clay tampon in interval 55.00 to 0.00 m. | 4.3.3 | m | 55 |  | 0
8. | Development of the well by a pumping station, by stages, with packers up to clarification. | 4.3.3 | h | 24 |  | 0
9. | Testing the well with three lowerings and rising of level, during 24 h | 4.3.3 | L.s. | 1 |  | 0
10. | Making of technical report on executed works with certificates for installed material and recommendations for further exploitation; | 4.3.3 | L.s. | 1 |  | 0
| TOTAL I: |  |  |  |  | 0
2 | DESIGN GEOLOGICAL | 3.30,
1. | Making of design of detailed hydrological research |  | L.s. | 1 |  | 0
2. | Making and processing of a study on groundwater reserves |  | L.s. | 1 |  | 0
3. | Making of 4 analysis "V" scope |  | L.s. | 1 |  | 0
| TOTAL II: |  |  |  |  | 0
WELL STRUCTURE AND DESIGN GEOLOGICAL
1 | WELL STRUCTURE |  |  |  |  | 0
2 | DESIGN GEOLOGICAL |  |  |  |  | 0
| TOTAL WELL CONSTRUCTION |  |  |  |  | 0
SUMMARY WATER SUPPLY
I | EXTERNAL WATER SUPPLY |  |  |  |  | 0
II | INTERNAL WATER SUPPLY |  |  |  |  | 0
III | WELL STRUCTURE AND DESIGN GEOLOGICAL - TECHNICAL DOCUMENTATION |  |  |  |  | 0
| TOTAL WATER SUPPLY: |  |  |  |  | 0

## IV - Book 3.2 Sewerage
IV - BOOK 3.2
EXTERNAL SEWERAGE SYSTEM
I EXTERNAL SEWERAGE
No. | Title | Reference Tech. Spec. | Unit | Estimated Quantity | Unit price EUR | Amount EUR
1 | GEODETIC WORKS | 3.29,
1 | Staking and marking of pipeline route | 4.4.1
| Sewerage network |  | m2 | 230 |  | 0
| GEODETIC WORKS TOTAL: |  |  |  |  | 0
2 | GROUND WORKS | 3.29,
1 | Mechanical excavation of the trench | 4.4.1
| Sewerage network |  | m3 | 240 |  | 0
2 | Manual excavation of the trench | 4.4.1
| Sewerage network |  | m3 | 60 |  | 0
3 | Making of sand bedding, hp=10 cm | 4.4.1
| Sewerage network |  | m3 | 30 |  | 0
4 | Backfilling of the trench by sand | 4.4.1
| Sewerage network |  | m3 | 90 |  | 0
5 | Backfilling of the trench by soil from the excavation | 4.4.1
| Sewerage network |  | m3 | 180 |  | 0
6 | Transport of excess soil from the trench. ATD 10 km: | 4.4.1
| Sewerage network |  | m3 | 120 |  | 0
| GROUND WORKS TOTAL: |  |  |  |  | 0
3 | CARPENTRY WORKS | 3.29,
1 | Shoring of trench sides. | 4.4.1
| Sewerage network |  | m2 | 300 |  | 0
| CARPENTRY WORKS TOTAL: |  |  |  |  | 0
4 | INSTALLATION WORKS | 3.29,
1 | Purchase of materials, loading, transport to the site, unloading, delivery along the trench and installation of all fittings, valves and pipes | 4.4.1
0
b | Main fecal sewerage route |  |  |  | 0
| PVC pipes Ø160 mm, class C-20, length L=1.0 m. |  | pcs | 230 |  | 0
| KGF lead-in made of PVC Ø160 mm for installation in concrete. |  | pcs | 20 |  | 0
2 | Purchase and installation of pump for draining the tank. | 4.4.1 | pcs | 1 |  | 0
| INSTALLATION WORKS TOTAL: |  |  |  |  | 0
5 | CONCRETE WORKS | 3.29,
1 | Making and installation of RC shafts Ø 1000 mm. | 4.4.1 | pcs | 11 |  | 0
| CONCRETE WORKS TOTAL: |  |  |  |  | 0
6 | OTHER WORKS | 3.29,
3 | Placing a temporary pedestrian crossing. | 4.4.1 | pcs | 2 |  | 0
0
4 | Lowering the ground water level. | 4.4.1 | h | 25 |  | 0
6 | Testing the watertightness of joints. | 4.4.1 | m2 | 15 |  | 0
7 | Excavation, backfilling by crushed stone and concreting of bottom, retaining layer of waste water purifier. | 4.4.1
| - excavation |  | m3 | 50 |  | 0
| - backfilling by crushed stone 30 cm |  | m3 | 2 |  | 0
| - concreting of the bottom retaining layer 30 cm |  | m3 | 2 |  | 0
8 | Purchase, transport and installation of prefabricated waste water treatment plant. | 4.4.1 | pcs | 1 |  | 0
9 | Purchase, transport and installation of shaft cover for waste water treatment plant. | 4.4.1
| Calculation per piece of installed cover. |  | pcs | 1 |  | 0
| OTHER WORKS TOTAL: |  |  |  |  | 0
A. | EXTERNAL SEWERAGE
1 | GEODETIC WORKS |  |  |  |  | 0
2 | GROUND WORKS |  |  |  |  | 0
3 | CARPENTRY WORKS |  |  |  |  | 0
4 | INSTALLATION WORKS |  |  |  |  | 0
5 | CONCRETE WORKS |  |  |  |  | 0
6 | OTHER WORKS |  |  |  |  | 0
A | TOTAL EXTERNAL SEWERAGE SYSTEM: |  |  |  |  | 0
II INTERNAL SEWERAGE
2. | SEWERAGE INSTALLATIONS | 3.29,
1. | Purchase and installation of PVC sewerage pipes with proper fittings. | 4.4.2
Calculation per m of finished pipeline.
| Ø 50 mm - PVC |  | m | 10 |  | 0
| Ø 75 mm - PVC |  | m | 20 |  | 0
| Ø 110 mm - PVC |  | m | 12 |  | 0
| Ø 160 mm - PVC |  | m | 10 |  | 0
2. | Purchase and installation of PVC vent cap. | 4.4.2
Calculation for completely installed vent cap.
| Ø 110 mm |  | pcs | 3 |  | 0
3. | Purchase and installation of vertical floor drains with plastic housing and chrome grid. | 4.4.2
Calculation for completely installed drain.
| Ø 50 mm |  | pcs | 11 |  | 0
| SEWERAGE INSTALLATIONS TOTAL: |  |  |  |  | 0
SUMMARY SEWERAGE INSTALLATIONS
I | EXTERNAL WATER SEWERAGE |  |  |  |  | 0
II | INTERNAL WATER SEWERAGE |  |  |  |  | 0
| TOTAL SEWERAGE INSTALLATIONS: |  |  |  |  | 0

## V - Book 3.3 Atmo. sewe.
V - BOOK 3.3
ATMOSPHERIC CANALIZATION (SURFACE WATER SEWERAGE)
No. | Title | Reference Tech. Spec. | Unit | Estimated Quantity | Unit price EUR | Amount EUR
SURFACE WATER SEWER
I GEODETIC WORKS
1. | Marking and recording of sewer rout.
| Surface water sewer - pipeline |  | m | 526.8 |  | 0
| Connection pipeline |  | m | 106.1 |  | 0
| Under road connection pipeline |  | m | 81.5 |  | 0
2. | Marking of as-build sewage.
| Surface water sewer - pipeline |  | m | 526.8 |  | 0
| Connection pipeline |  | m | 106.1 |  | 0
| Under road connection pipeline |  | m | 81.5 |  | 0
| GEODETIC WORK TOTAL: |  |  |  |  | 0
II EARTH WORKS
1. | Mechanical excavation for placing pipes | 4.5.2
| Surface water sewer - pipeline |  | m3 | 895.3 |  | 0
| Connection pipeline |  | m3 | 186.83 |  | 0
| Under road connection pipeline |  | m3 | 190 |  | 0
2. | Manuall excavation for placing pipes | 4.5.2
| Surface water sewer - pipeline |  | m3 | 227.2 |  | 0
| Connection pipeline |  | m3 | 39.24 |  | 0
| Under road connection pipeline |  | m3 | 42 |  | 0
3. | Making the trench bottom flat | 4.5.2
| Surface water sewer - pipeline |  | m2 | 649 |  | 0
| Connection pipeline |  | m2 | 144.6 |  | 0
| Under road connection pipeline |  | m2 | 97.8 |  | 0
4. | Putting 10cm thick sand pipe bed | 4.5.2
| Surface water sewer - pipeline |  | m3 | 64.9 |  | 0
| Connection pipeline |  | m3 | 14.46 |  | 0
| Under road connection pipeline |  | m3 | 9.8 |  | 0
5. | Filling the trench with sand | 4.5.2
| Surface water sewer - pipeline |  | m3 | 776.9 |  | 0
| Connection pipeline |  | m3 | 210.79 |  | 0
| Under road connection pipeline |  | m3 | 165 |  | 0
6. | Filling the trench with excavated soil | 4.5.2
| Surface water sewer - pipeline |  | m3 | 50 |  | 0
| Connection pipeline |  | m3 | 20 |  | 0
| Under road connection pipeline |  | m3 | 20 |  | 0
7. | The trench extension at the installation place of inspection manhole | 4.5.2
| Surface water sewer - pipeline |  | m3 | 132 |  | 0
8. | Excavation for placing connection pipes between road drain and inspection manhole | 4.5.2
|  |  | m3 | 150 |  | 0
9. | Transport of surplus material to landfill determined by the Investor and the Supervisory Authority. | 4.5.2
| Surface water sewer - pipeline |  | m3 | 827.3 |  | 0
| Connection pipeline |  | m3 | 248.8 |  | 0
| Under road connection pipeline |  | m3 | 165 |  | 0
| EARTH WORKS TOTAL: |  |  |  |  | 0
III TIMBER WORKS
1. | Wooden support for trench | 4.5.3
| Surface water sewer - pipeline |  | m2 | 1979.96 |  | 0
| Connection pipeline |  | m2 | 444.22 |  | 0
| Under road connection pipeline |  | m2 | 472.7 |  | 0
| CARPENTRY WORK TOTAL 3.: |  |  |  |  | 0
IV ASSEMBLY WORKS
1. | Corrugated sewer pipes | 4.5.4
Acquiring, transport and placing of corrugated pipes PEHD SN 8 and their fittings.
| PEHD pipe Ø 500 mm |  | m | 106.3 |  | 0
| PEHD pipe Ø 400 mm |  | m | 188.6 |  | 0
| PEHD pipe Ø 300 mm |  | m | 157.7 |  | 0
| PEHD pipe Ø 250 mm |  | m | 123 |  | 0
| PEHD pipe Ø 200 mm |  | m | 33.7 |  | 0
| PEHD pipe Ø 150 mm |  | m | 106.1 |  | 0
2. | Short corrugated sewer pipes | 4.5.4
Acquiring, transport and placing of short corrugated pipes PEHD and their fittings, L=1.0 m.
| PEHD pipe Ø 500 mm |  | pcs | 14 |  | 0
| PEHD pipe Ø 400 mm |  | pcs | 40 |  | 0
| PEHD pipe Ø 300 mm |  | pcs | 20 |  | 0
| PEHD pipe Ø 250 mm |  | pcs | 20 |  | 0
| PEHD pipe Ø 200 mm |  | pcs | 14 |  | 0
| PEHD pipe Ø 150 mm |  | pcs | 32 |  | 0
3. | Road manhole cover | 4.5.4
| Cover for inspection manhole |  | pcs | 24 |  | 0
| Cover for separator |  | pcs | 3 |  | 0
4. | Cast iron steps | 4.5.4 | pcs | 98 |  | 0
5. | Coalesce separator for oil derivatives | 4.5.4 | pcs | 1 |  | 0
6. | Linear storm water drainage | 4.5.4
| RD 300 V |  | m | 48 |  | 0
| RD 200 V |  | m | 153 |  | 0
| ASSEMBLY WORKS TOTAL 4.: |  |  |  |  | 0
V CONCRETE WORKS
1. | Manhole bottom slab | 4.5.5 | m3 | 6,41 |  | 0
2. | Prefabricated reinforced concrete rings Ø 1000 mm | 4.5.5 | pcs | 38 |  | 0
3. | Finishing conic reinforced concrete ring | 4.5.5 | pcs | 19 |  | 0
4. | Reinforced concrete manhole with inner dimensions 1.2*1.2 m and average depth 3 m | 4.5.5 | pcs | 5,00 |  | 0
5. | Reinforced concrete manhole cover frame | 4.5.5 | pcs | 23 |  | 0
6. | Concrete road drain with grating | 4.5.5 | pcs | 2,00 |  | 0
7. | Outflow facility | 4.5.5 | pcs | 3 |  | 0
| CONCRETE WORKS TOTAL 5.: |  |  |  |  | 0
VI MISCELLANEOUS WORKS
1. | Lower groundwater level |  | h | 50 |  | 0
2. | Recording a newly constructed sewage network with a special camera for sewage recording. | 4.5.6 | m | 632.9 |  | 0
3. | Elaboration of as-built design | 4.5.6 | L.s. | 1 |  | 0
4. | Testing water impermeability of joints. |  | m | 714.4 |  | 0
5. | Technical inspection | 4.5.6 | L.s. | 1 |  | 0
| MISCELLANEOUS WORKS TOTAL 6.: |  |  |  |  | 0
SUMMARY ATMOSPHERIC CANALIZATION
I | GEODETIC WORKS |  |  |  |  | 0
II | EARTH WORKS |  |  |  |  | 0
III | CARPENTRY WORKS |  |  |  |  | 0
IV | ASSEMBLY WORKS |  |  |  |  | 0
V | CONCRETE WORKS |  |  |  |  | 0
VI | MISCELLANEOUS WORKS |  |  |  |  | 0
| TOTAL SURFACE WATER SEWER 1- 6 : |  |  |  |  | 0

## VI - Book 4.1 Elec.
VI - BOOK 4.1
ELECTRIC INSTALLATION
| I PREPARATION WORKS | 3.32,
No. | Title | Reference Tech. Spec. | Unit | Estimated Quantity | Unit price EUR | Amount EUR
1 | Preparation Works | 4.6.1 | L.s. | 1 |  | 0
| TOTAL PREPARATION WORKS: |  |  |  |  | 0
| II CABLE ROUTE | 3.32,
1. | Geometric marking of the cable trunk route. | 4.6.2 | m | 420 |  | 0
2. | Control excavation ("stitching") to determine the exact position of existing installations. The frame dimensions of the control trench are: width 0,4m, depth 1 - 1,2m, and length 2-3m. | 4.6.2 | m3 | 20 |  | 0
3. | Identification and marking of the underground cable route using a cable tracer. |  | m | 30 |  | 0
4. | Delivery and installation of concrete shaft for cable sewage, type DO-1. | 4.6.2 | pcs | 5 |  | 0
5 | Delivery and installation of concrete shaft for cable sewage, type PO-2. | 4.6.2 | pcs | 4 |  | 0
6 | Excavation of cable trench. | 4.6.2 | m | 420 |  | 0
7 | Delivery of sand and dismantling in the cable trench. |  | m3 | 120 |  | 0
8 | Delivery and installation of red PVC pipes in cable trench. | 4.6.2 | m | 1500 |  | 0
9 | Delivery and installation of type carrier for three PVC pipes fi110mm. |  | pcs | 10 |  | 0
10 | Breaking of asphalt (concrete) surfaces by machine through the thickness of the layer up to 20 cm (the actual quantities are determined on the spot), with cleaning and bringing the route into the original condition. |  |  |  |  | 0
| a) pavement |  | m2 | 1 |  | 0
| b) concrete |  | m2 | 1 |  | 0
11 | Delivery and installation of red PVC pipes fi 110 / 3,2mm for EE cables in under drilled passages. |  | m | 40 |  | 0
12 | Preparatory works for the needs of drilling under the roudway; -Application of the pit for setting up the drilling machine; - excavation of the cave on the second end of the exit of the under drilled passage |  | pcs | 2 |  | 0
13 | Drilling under the roadway and pedestrian crossings at the machine path at a depth of 1.4m. |  | m | 29 |  | 0
14 | Delivery and installation of cable markings according to the project and the needs of the terrain, together with the appropriate concrete columns. |  | pcs | 20 |  | 0
15 | Recording of the route of laid cables with the production of the catastre of the derived state. | 4.6.2 | m | 420 |  | 0
16 | Cleaning the site, removing the excess land and shoving at the landfill within a radius of 10km, determined by the Investor. |  | L.s. | 1 |  | 0
| TOTAL CABLE ROUTE: |  |  |  |  | 0
| III POLICE AND CUSTOMS OBJECTS | 3.32,
1. | Power cables. Cables are laid through PVC pipes Φ 110mm that are laid in a previously excavated cable trench. | 4.6.3
| PP00-A 4х150 mm2 |  | m | 330 |  | 0
| PP00-Y 5х6 mm2 |  | m | 150 |  | 0
| PP00 5х4 mm2 |  | m | 150 |  | 0
2. | Delivery and installation of cables for air conditioning and ventilation system: The cables are placed on the wall beneath the mortar, through PVC pipes. | 4.6.3
| PP00 5x6mm2 (for powering VRV S1) police |  | m | 50 |  | 0
| PP00 3х2.5 mm2 |  | m | 100 |  | 0
3 | Delivery and installation of the following lamp: S1 - ARCO DLM 2, BUCK, 33W, 4000lm, 4000K, CRI80 or equivalent. | 4.6.3 | pcs | 38 |  | 0
4 | Delivery and installation of the following lamp:S2 - ASTRA DO, BUCK, 17W, 2000lm, 4000K, CRI80 or equivalent. | 4.6.3 | pcs | 38 |  | 0
5 | Delivery and installation of the following lamp:S3 - ORIEN CDP 2, BUCK, 38W, 3500lm, 4000K, CRI80 or equivalent. | 4.6.3 | pcs | 13 |  | 0
6 | Delivery and installation of the following lamp:S4 - CENT, BUCK, 11W, 800lm, 4000K, CRI90, 60 or equivalent. | 4.6.3 | pcs | 12 |  | 0
7 | GL2 Compact 5 96LEDs @700mA/NW/5098/Symmetrical/213W, Hsr=7.7m |  | pcs | 16 |  | 0
8 | Delivery and installation of the following lamp: PANIK P1. | 4.6.3 | pcs | 3 |  | 0
9 | Delivery and installation of the following lamp: PANIK P2. | 4.6.3 | pcs | 3 |  | 0
10 | Delivery and installation of the following lamp: PANIK P3. | 4.6.3 | pcs | 1 |  | 0
11 | Delivery and installation of power cables type PP-Y 3x1.5mm2 on average 7m per luminaire |  | m | 868 |  | 0
12 | Switches: Switches, 250V 10A, for installation in a wall with PVC box Ø 60mm, PRESTIGE LINE manufactured by ALING CONEL or suitable
| plain 10A |  | pcs | 32 |  | 0
| alternating 10A |  | pcs | 12 |  | 0
13 | Modular sockets, 220V, 16A: for wall mounting with PVC distribution box for responding module PRESTIGE LINE manufactured by ALING CONEL or corresponding
| 7M (composition of the modular outlet 2 sockets, 2 RJ45) |  | pcs | 33 |  | 0
| 4M (composition of the modular outlet 2 sockets) |  | pcs | 18 |  | 0
| 3M (composition of the modular outlet 1 socket outlet, 1 RJ45) |  | pcs | 9 |  | 0
14 | Delivery and installation of power cables type PP-Y 3x2.5mm2, average 12m per socket |  | pcs | 720 |  | 0
15 | Delivery and installation of the distribution cabinet GRO-UC | 4.6.3 | pcs | 1 |  | 0
16 | Delivery and installation of distribution cabinet GRO-MUP | 4.6.3 | pcs | 1 |  | 0
17 | Delivery and installation of distribution board RT-KK | 4.6.3 | pcs | 6 |  | 0
18 | Delivery and installation of galvanized FeZn 25x4mm strip with excavation, cut pieces, digging and rises up to 1.5m above the ground (part of the lightning protection system). |  | m | 110 |  | 0
19 | Delivery and installation of galvanized strip FeZn 20h3mm spacer system with spacers (part of the lightning protection system). |  | m | 180 |  | 0
20 | Small unspecified mounting material. |  | L.s. | 1 |  | 0
| TOTAL POLICE AND CUSTOMS OBJECTS: |  |  |  |  | 0
| VI EXTERNAL LIGHT | 3.32,
No. | Title | Reference Tech. Spec. | Unit | Estimated Quantity | Unit price EUR | Amount EUR
1. | Geometric marking of cable route and position of candelabra pillars. | 4.6.4 | m | 652 |  | 0
2. | Control manual excavation, so-called. "slipping", 0.4m wide, 2m long, depths up to 1m, for the exact positioning of the installations. |  | m | 20 |  | 0
3 | Excavation of caves for foundations of given dimensions in meters. Calculation after the excavated cave.
| up to 1.1x1.1x1.4 |  | pcs | 23 |  | 0
4 | Construction of concrete foundation, dim 0,7x0,7x1,1m. | 4.6.4 | pcs | 23 |  | 0
5 | Lifting and installation of a galvanized tubular pillar. | 4.6.4 | pcs | 23 |  | 0
6 | Making of the connection of the pillar and the ground | 4.6.4 | pcs | 23 |  | 0
7 | Mechanical (and if necessary manual) excavation of a depth of 1,0 m in the green area, under the pedestrian paths and parking, or 1,4 m below the road | 4.6.4
| width of the trench 0.4m |  | m | 652 |  | 0
8 | Laying, in already excavated hollow at a depth of 90cm, galvanized steel strips Fe-Zn 30x4mm, SRPS N.B4.901, in a bed of fine earth 0.1m thick | 4.6.4 | m | 640 |  | 0
9 | Papers on the implementation of measures of equalization of electrical potential. This implies the joining of all metal masses, which in normal operation are not under voltage (pipes, metal parts of shafts, pedestrian bridge railings, traffic protective reflective fences ...) using star-studded washers in a unique galvanic whole with a basic public lighting. Kit with all necessary material, with cut pieces, Cu rope 25mm2 with an average length of 3m and a 25x4mm band with an average length of 2m for connecting the covers of the shafts, the bridge railings and other masses. Calculation at the stairwell. | 4.6.4 | L.s. | 1 |  | 0
10 | Mounting the cable clamp. Calculation per piece.
| PKS 50 Al |  | pcs | 7 |  | 0
| PKS 150 Al |  | pcs | 7 |  | 0
11 | Mounting the luminaires with the appropriate light bulbs to the height of up to 10 m (top or console). A kit with making the necessary connections, and calculating the lamp. |  | pcs | 30 |  | 0
12 | Making connections between fuses and luminaires in candelabra pillars, PP00-Y cable. Account after bond.
| PP00 - Y 4x1,5mm2/12m |  | pcs | 23 |  | 0
13 | Cleaning of construction sites during construction; removal and disposal of all of the surplus of land and shield to a legal landfill in the territory of the City. |  | L.s. | 1 |  | 0
14 | During the laying of cables and PVC pipes (before trenching), the tracking of laid cables, protective pipes and public lighting columns with the creation of a cadastre of the created state is recorded. | 4.6.4 | m | 652 |  | 0
15 | Payment of the cost of mapping to the Republic Geodetic Authority. Calculation per meter of cable. |  | m | 652 |  | 0
16 | During excavation of the trench and pillar pit, loading the excavation directly into the truck or first into the trolley, then into the truck. Kit with removal and unloading at the city landfill (the organization at the landfill is the obligation of the contractor). | 4.6.4 | m3 | 652 |  | 0
17 | Placing the cable markings according to the situation and needs on the ground. Calculation per piece. |  | pcs | 15 |  | 0
18 | Sand dismantling in cable trench or on the route. |  | m3 | 80 |  | 0
19 | Gravel or rifle access and dismantling into cable ropes or concrete pit pit. |  | m3 | 20 |  | 0
20 | Testing cables, other conductors, and connections in the installation. | 4.6.4
| Attestation of soil compaction |  | pcs | 1 |  | 0
| electrical attestation |  | pcs | 1 |  | 0
| photometric measured lights at budget parking points. |  | pcs | 1 |  | 0
21 | Delivery and installation of lighting column. | 4.6.4 | pcs | 23 |  | 0
22 | AMPERA MAXI 128LEDs @ 700mA / NW / 5117 / 279W or suitable for access roads and parking lots. | 4.6.4 | pcs | 14 |  | 0
23 | OMNISTAR 144LEDs @ 700mA / NW / 5139 / 314W or suitable for access roads and parking spaces with carrier, with connector on cable l = 0.8m and switchgear in the cabinet | 4.6.4 | pcs | 17 |  | 0
24 | Standard Lamp Carrier: OMNISTAR 144LEDs @ 700mA / NW / 5139 / 314W with pillar clip fi60 |  | pcs | 17 |  | 0
25 | Delivery and installation of the lamp: GL2 Compact 5 96LEDs @ 700mA / NW / 5098 / Symmetrical / 213W or suitable for roofs | 4.6.4 | pcs | 12 |  | 0
26 | Delivering, laying and connecting cables for illumination of access roads and parking. The cables are laid through PVC pipes that are laid in a previously excavated cable trunk. PP00-Y 5х6мм2 |  | m | 1230 |  | 0
27 | Delivery, laying and connecting cables for roofing lighting: PP00-Y 3x2.5mm2, 7m per luminaire |  | m | 49 |  | 0
28 | Delivery and installation of automatic road ramp, length 4m, for restricting and controlling access to the vehicle. | 4.6.4 | pcs | 6 |  | 0
29 | Delivering and connecting the power cable to the ramp. The cable is of type PP00-Y 3x2,5mm2. an average length of 20m per ramp |  | pcs | 6 |  | 0
30 | Small unspecified mounting material. |  | L.s. | 1 |  | 0
| TOTAL EXTERNAL LIGHT |  |  |  |  | 0
| VIII FINISHING WORKS | 3.32,
No. | Title | Reference Tech. Spec. | Unit | Estimated Quantity | Unit price EUR | Amount EUR
1. | Finishing works | 4.6.6 | L.s. | 1 |  | 0
| TOTAL FINISHING WORKS: |  |  |  |  | 0
SUMMARY ELECTRIC INSTALLATION DESIGN
I | PREPARATION WORKS |  |  |  |  | 0
II | CABLE SEWAGE |  |  |  |  | 0
III | POLICE AND CUSTOMS OBJECTS |  |  |  |  | 0
VI | EXTERNAL LIGHT |  |  |  |  | 0
VIII | FINISHING WORKS |  |  |  |  | 0
| TOTAL ELECTRIC INSTALLATION DESIGN: |  |  |  |  | 0

## VII - Book 5.1 & 5.2 Telec.
VII - BOOK 5.1 & 5.2
TELECOMMUNICATION AND SIGNAL INSTALLATION
| I CABLE DISTRIBUTION | 3.31
No. | Title | Reference Tech. Spec. | Unit | Estimated Quantity | Unit price EUR | Amount EUR
1. | Delivery and installation of cables
| JH (St) H 2x2x0.8mm 2 |  | m. | 2687 |  | 0
| JE-H (St) H FE180 / E30 2x2x0.8mm2 |  | m. | 487 |  | 0
| NHXHX 3x1.5mm2 |  | m. | 114 |  | 0
| UTP cat7 |  | m. | 1647 |  | 0
| Cable S / FTP cat.6а LCOH (halogen free) |  | m. | 1123 |  | 0
| Cable with 8 one-piece fashionable fibers 9/125 |  | m. | 1732 |  | 0
2. | Small unspecified mounting material. |  | L.s. | 1 |  | 0
3. | Making a project of a performed object. |  | L.s. | 1 |  | 0
| TOTAL CABLE DISTRIBUTION |  |  |  |  | 0
| II FIRE AND SIGNAL INSTALLATION | 3.31
No. | Title | Reference Tech. Spec. | Unit | Estimated Quantity | Unit price EUR | Amount EUR
1. | Microprocessor addressable fire alarm system (central unit). | 4.7.1 | pcs | 1 |  | 0
2. | Rechargeable battery 7Ah |  | pcs | 1 |  | 0
3 | Addressable smoke detector, type 1. | 4.7.1 | pcs | 30 |  | 0
4 | Addressable smoke detector, type 2. | 4.7.1 | pcs | 32 |  | 0
5 | Addressable manual fire alarm taster. | 4.7.1 | pcs | 4 |  | 0
6 | Mount for addressable automatic detector. |  | pcs | 62 |  | 0
7 | I / O Addressable control / control module type A50E-2 or suitable. |  | pcs | 5 |  | 0
8 | Alarm siren for indoor installation. | 4.7.1 | pcs | 2 |  | 0
9 | Alarm siren for outdoor installation. | 4.7.1 | pcs | 1 |  | 0
10 | Small unspecified mounting material |  | pcs | 1 |  | 0
11 | Commissioning | 4.7.1 | L.s. | 1 |  | 0
| TOTAL FIRE AND SIGNAL INSTALLATION |  |  |  |  | 0
| III NETWORK | 3.31
No. | Title | Reference Tech. Spec. | Unit | Estimated Quantity | Unit price EUR | Amount EUR
1. | Rack cabinet. | 4.7.2 | pcs | 2 |  | 0
3. | Small unspecified mounting material. | 4.7.2 | L.s. | 1 |  | 0
| TOTAL NETWORK |  |  |  |  | 0
| V CABLE SEWAGE | 3.31
1. | Geometric marking of the cable trunk route. | 4.7 | m | 420 |  | 0
2. | Control excavation ("stitching") to determine the exact position of existing installations. | 4.7 | m3 | 20 |  | 0
3. | Identification and marking of the underground cable route using a cable tracer. | 4.7 | m | 30 |  | 0
4. | Delivery and installation of concrete shaft for cable sewage, type DO-1. | 4.7 | pcs | 5 |  | 0
5 | Delivery and installation of concrete shaft for cable sewage, type PO-2. | 4.7 | pcs | 4 |  | 0
6 | Excavation of cable trenche. | 4.7 | m | 420 |  | 0
7 | Delivery of sand and dismantling in the cable trench. | 4.7 | m3 | 120 |  | 0
8 | Delivery and installation of yellow PVC pipes in cable trench. | 4.7 | m | 1200 |  | 0
9 | Delivery and installation of type carrier for three PVC pipes fi110mm. | 4.7 | pcs | 10 |  | 0
10 | Breaking of asphalt (concrete) surfaces by machine through the thickness of the layer up to 20 cm (the actual quantities are determined on the spot), with cleaning and bringing the route into the original condition. | 4.7
| a) pavement |  | m2 | 1 |  | 0
| b) concrete |  | m2 | 1 |  | 0
11 | Delivery and installation of yellow PVC pipes fi 110 / 3,2mm for TKM cables in under drilled passages. | 4.7 | m | 40 |  | 0
12 | Preparatory works for the needs of drilling under the roudway; -Application of the pit for setting up the drilling machine; - excavation of the cave on the second end of the exit of the under drilled passage | 4.7 | pcs | 2 |  | 0
13 | Drilling under the roadway and pedestrian crossings at the machine path at a depth of 1.4m. | 4.7 | m | 29 |  | 0
14 | Delivery and installation of cable markings according to the project and the needs of the terrain, together with the appropriate concrete columns. | 4.7 | pcs | 20 |  | 0
15 | Recording of the route of laid cables with the production of the catastre of the derived state. The record is submitted to the investor at the end of the works - before the completion of the finished situation, in paper and digital form on a CD in ACAD - "* .DWG" format (with a table of absolute coordinates of the breakpoints of the cable trace). This clip is the basis for the final billing. Calculation per meter of cable length. | 4.7 | m | 420 |  | 0
16 | Cleaning the site, removing the excess land and shoving at the landfill within a radius of 10km, determined by the Investor. | 4.7 | L.s. | 1 |  | 0
| TOTAL CABLE SEWAGE |  |  |  |  | 0
SUMMARY TELECOMMUNICATION AND SIGNAL INSTALLATION DESIGN
I | CABLE DISTRIBUTION |  |  |  |  | 0
II | FIRE AND SIGNAL INSTALLATION |  |  |  |  | 0
III | NETWORK |  |  |  |  | 0
V | CABLE SEWAGE |  |  |  |  | 0
| TOTAL TELECOMMUNICATION AND SIGNAL INSTALLATION DESIGN: |  |  |  |  | 0

## VIII - Book 6 Mech.
VIII - BOOK 6
HVAC SYSTEMS INSTALLATION
No. | Title | Reference Tech. Spec. | Unit | Estimated Quantity | Unit price EUR | Amount EUR
3 | Delivery and installation copper tubes, hard or semi-solid, in bars or bundles, dimensions: | 1.10, 3.32, 4.8
| - Ø 6.35 mm |  | m | 90 |  | 0
| - Ø 9.53 mm |  | m | 90 |  | 0
4 | Auxilary material for the production of a freon installation (knees, muffs, fastening materials, electrodes, nitrogen, etc.) 50% of previous item. | 1.10, 3.32, 4.8 |  | 0.5 |  | 0
5 | Delivery and installation isolation, self-extinguishing, with steam barrier, made of synthetic rubber (halogen free), type: AC, ARMACEL or equivalent, complete with original adhesive and insulating tape for copper tubes, dimensions: | 1.10, 3.32, 4.8
| - Ø 6.35 mm |  | m | 90 |  | 0
| - Ø 9.53 mm |  | m | 90 |  | 0
6 | Testing the freon installationon the strengthand leakproofness of nitrogen or compressed air. Calculation by air conditiong system. | 1.10, 3.32, 4.8 | set | 5 |  | 0
7 | Vacuuming freon instalation with freon addition. The quantity of the added freon should be controlled by an electronic scale that should be in accordance with the technical recommendations of the equipment manufacturer. Calculation by air conditioning system. | 1.10, 3.32, 4.8 | set | 5 |  | 0
8 | Delivery and installation PVC pipes (sewer pipes) with flexible hose Ø20 for drainage of condensate from indoor air conditiong units with insulation type: AC, d=9mm, ARMACELL, connection to sewage system with built-in siphon, dimensions: | 1.10, 3.32, 4.8
| - Ø 32 mm |  | m | 20 |  | 0
| - Ø 50 mm |  | m | 15 |  | 0
9 | Following the fittings for the condensate installation (knees, "T" pieces, cuts, gloves, ...), 50% of previous item. | 1.10, 3.32, 4.8 |  | 0.5 |  | 0
10 | Breaking outer and inner walls and the floor joists for passage of freon and condensat pipes. The price includes the closing of the holes as well as the watertightness (waterproofing) of the holes. | 1.10, 3.32, 4.8 | L.s. | 1 |  | 0
11 | Delivery and installation the outdoor unit of air conditioning system with freon variable flow (VRV) type: | 1.10, 3.32, 4.8
| - MDV-280(10W/DRN1(B), Qc/Qh=28/31.5 kW or equivalent |  | pcs | 2 |  | 0
12 | Delivery and installation indoor unit of air conditioning system with freon variable flow (VRV) ceilling model, type: | 1.10, 3.32, 4.8
| - MDV-D36Q4, Qc/Qh=3.6/4.0 kW or equivalent |  | pcs | 4 |  | 0
| - MDV-D28Q4, Qc/Qh=2.8/3.2 kW or equivalent |  | pcs | 24 |  | 0
13 | Delivery and installation indoor unit of air conditioning system with freon variable flow (VRV) parapet model, type: | 1.10, 3.32, 4.8
| - MDV-D36D, Qc/Qh=3.6/4.0 kW or equivalent |  | pcs | 1 |  | 0
14 | Delivery and installation copper tubes, hard or semi-solid, in bars or bundles, dimensions: | 1.10, 3.32, 4.8
| - Ø 6.35 mm |  | m | 115 |  | 0
| - Ø 9.53 mm |  | m | 80 |  | 0
| - Ø 12.7 mm |  | m | 140 |  | 0
| - Ø 19.1 mm |  | m | 31 |  | 0
| - Ø 15.9 mm |  | m | 55 |  | 0
| - Ø 25.4 mm |  | m | 27 |  | 0
| - Ø 34.9 mm |  | m | 8 |  | 0
15 | Delivery and installation copper branch, type: | 1.10, 3.32, 4.8
| - FQZHN-01 or equivalent |  | pcs | 18 |  | 0
| - FQZHN-02 or equivalent |  | pcs | 6 |  | 0
| - FQZHN-03 or equivalent |  | pcs | 2 |  | 0
16 | Auxilary material for the production of a freon installation (knees, muffs, fastening materials, electrodes, nitrogen, etc.) 50% of item 14 and 15. | 1.10, 3.32, 4.8 |  | 0.5
17 | Delivery and installation isolation, self-extinguishing, with steam barrier, made of synthetic rubber (halogen free), type: AC, ARMACEL or equivalent, complete with original adhesive and insulating tape for copper tubes, dimensions: | 1.10, 3.32, 4.8
| - Ø 6.35 mm |  | m | 115 |  | 0
| - Ø 9.53 mm |  | m | 80 |  | 0
| - Ø 12.7 mm |  | m | 140 |  | 0
| - Ø 19.1 mm |  | m | 31 |  | 0
| - Ø 15.9 mm |  | m | 55 |  | 0
| - Ø 25.4 mm |  | m | 27 |  | 0
| - Ø 34.9 mm |  | m | 8 |  | 0
18 | Testing the freon installationon the strengthand leakproofness of nitrogen or compressed air. Calculation by air conditiong system. | 1.10, 3.32, 4.8 | set | 3 |  | 0
19 | Vacuuming freon instalation with freon addition. The quantity of the added freon should be controlled by an electronic scale that should be in accordance with the technical recommendations of the equipment manufacturer. Calculation by air conditioning system. | 1.10, 3.32, 4.8 | set | 3 |  | 0
20 | Delivery and installation PVC pipes (sewer pipes) with flexible hose Ø20 for drainage of condensate from indoor air conditiong units with insulation type: AC, d=9mm, ARMACELL, connection to sewage system with built-in siphon, dimensions: | 1.10, 3.32, 4.8
| - Ø 32 mm |  | m | 152 |  | 0
| - Ø 50 mm |  | m | 75 |  | 0
21 | Following the fittings for the condensate installation (knees, "T" pieces, cuts, gloves, ...), 50% of previous item. | 1.10, 3.32, 4.8 |  | 0.5 |  | 0
22 | Breaking outer and inner walls and the floor joists for passage of freon and condensat pipes. The price includes the closing of the holes as well as the watertightness (waterproofing) of the holes. | 1.10, 3.32, 4.8 | L.s. | 1 |  | 0
23 | Delivery and installation "split" inverter system (1 on 1) with outdoor/indoor-cassette unit type: MOU-18HDN1-Q/MDV-18HRN1-Q, Qc/Qh=5.6/6.14kW or equivalent (with connection to the indoor unit) | 1.10, 3.32, 4.8 | set | 2 |  | 0
24 | Delivery and installation "split" inverter system (1 on 1) with outdoor/indoor-wall unit type: MS12FU-12HRFN1-QRD0GW(F8), Qc/Qh=1.29-4.45/1.2-4.87kW or equivalent (with connection to the indoor unit) | 1.10, 3.32, 4.8 | set | 4 |  | 0
25 | Delivery and installation electric radiator type: Beha or equivalent, white (RAL9010) : | 1.10, 3.32, 4.8
| - dim. 400 x 1175, power 1.500W |  | pcs | 3 |  | 0
| - dim. 400 x 927, power 1.250W |  | pcs | 7 |  | 0
| - dim. 400 x 803, power 1.000W |  | pcs | 6 |  | 0
| - dim. 400 x 679, power 800W |  | pcs | 18 |  | 0
| - dim. 400 x 555, power 600W |  | pcs | 11 |  | 0
| - dim. 400 x 431, power 400W |  | pcs | 8 |  | 0
26 | Delivery and installation ventilation system of cabins for maintenance of overpressure and prevention of carbon monoxide penetration into cabins which includs: duct air distribution, duct fans VKM100, duct heater 3kW, exit elements - aero valve 160, sensors, non-return duct valve F160, rain gut BN200x200, mineral wool in Al-lime wrap 0.8mm, auxillary mounting material. | 1.10, 3.32, 4.8 | set | 4 |  | 0
27 | Delivery and installation ventilation room P-13 on the ground floor of object MUP and UC which includs: aero valve Ø100 in room, duct air distribution from galvanized sheet connected on exit-air element with flexible non-isolatin hole Ø100, duct fan type: Decor100, rain gut BN200x200, grille EX 200x100, auxillary mounting material. | 1.10, 3.32, 4.8 | set | 1 |  | 0
28 | Introduction to the Project and facility, internal transport, installation of scaffolding, all testing, regulating and precommissioning with training performed by the Investitor's staff, puting up signage, site clearance, quality taking-over with handing certificates, diagrams and written instructions for operation and maintenance. | 1.10, 3.32, 4.8 | L.s. | 1 |  | 0
| TOTAL - HVAC Systems: |  |  |  |  | 0

## IX - Book 8 Traffic
IX - BOOK 8
TRAFFIC SIGNALIZATION AND EQUIPMENT
No. | Title |  |  | Unit | Estimated Quantity | Unit price EUR | Amount EUR
| I - VERTICAL TRAFFIC SIGNALIZATION |  | Technical Specifications Ref.3.24
1.1 | STANDARD VERTICAL TRAFFIC SIGNALIZATION
1.1.1 | SIGNAL OF THE GROUP I
1.1.1.1 | Triangular А=90 cm |  | foil clas 2 | pcs | 4 |  | 0
1.1.2 | SIGNAL OF THE GROUP II
1.1.2.2 | Octagonal А=90 cm |  | foil clas 3 | pcs | 7 |  | 0
1.1.2.3 | Circular Ø60 cm |  | foil clas 2 | pcs | 24 |  | 0
1.1.3 | SIGNAL OF THE GROUP III
1.1.3.1 | Square 60*60 cm |  | foil clas 2 | pcs | 3 |  | 0
1.1.3.2 | Rectangle 600x800 mm |  | foil clas 2 | pcs | 1 |  | 0
1.1.3.3 | Rectangle 800x1000 mm |  | foil clas 2 | pcs | 3 |  | 0
1.1.3.4 | Rectangle 300x1000 mm |  | foil clas 2 | pcs | 1 |  | 0
1.1.3.5 | Rectangle 600x1200 mm |  | foil clas 2 | pcs | 1 |  | 0
1.1.3.6 | Rectangle 900x7500 mm |  | foil clas 2 | pcs | 4 |  | 0
1.1.3.7 | Rectangle 2000x2800 mm |  | foil clas 2 | pcs | 1 |  | 0
1.1.3.8 | Rectangle 1700x750 mm |  | foil clas 2 | m2 | 2.55 |  | 0
1.1.3.9 | Rectangle 2500x750 mm |  | foil clas 2 | m2 | 3.75 |  | 0
1.1.4. | SIGNAL OF THE GROUP IV
1.1.4.1 | Rectangle 60*15 cm |  | foil clas 2 | pcs | 2 |  | 0
1.1.4.2 | Rectangle 60*30 cm |  | foil clas 2 | pcs | 3 |  | 0
1.1.4.3 | Rectangle 60*35 cm |  | foil clas 2 | pcs | 2 |  | 0
1.1.5. | IT fittment
| dimensions 160х80 |  |  | pcs | 6 |  | 0
1.1.6. | IN panel
1.1.6.1 | dimensions 60х80 cm |  | foil clas 2 | pcs | 3 |  | 0
1.1.6.2 | dimensions 65х45 cm |  | foil clas 2 | pcs | 1 |  | 0
1.1.6.3 | dimensions 85х40 cm |  | foil clas 2 | pcs | 1 |  | 0
1.2 | PILLAR OF THE TRAFFIC SIGN
1.2.1 | THE PILLAR OF THE TRAFFIC SIGN
1.2.2 | Single pillar |  |  | pcs | 35 |  | 0
1.2.3 | Lattice pillar |  |  | pcs | 2 |  | 0
1.2.4 | Half portal height h=5m range extension L=3.5m |  |  | pcs | 2 |  | 0
1.2.5 | Half portal height h=5m range extension L=4.5m |  |  | pcs | 2 |  | 0
| TOTAL VERTICAL TRAFFIC SIGNALIZATION: | [5 empty] | 0
II - HORIZONTAL TRAFFIC SIGNALIZATION Ref.3.24
2.1 | Markings on the road - WHITE COLORS
2.1.1 | Longitudinal markings on the road width of 0.15m |  |  | m2 | 281.7 |  | 0
2.1.2 | Cross markings on the road |  |  | m2 | 589.01 |  | 0
2.1.3 | Other markings on the road |  |  | m2 | 32.2 |  | 0
2.2 | Markings on the road - YELLOW COLORS
2.2.1 | marking of the parking spot for disabled vehicles |  |  | m2 | 15 |  | 0
2,3 | Markings on the road - BLUE COLORS
2.3.1 | Bus stop |  |  | m2 | 48 |  | 0
3 | Quardrail
3,1 | Quardrail H4b-W6-B |  |  | m | 23 |  | 0
| Quardrail H1-W3-A |  |  | m | 16 |  | 0
| Quardrail N2-W1-B |  |  | m | 53 |  | 0
| quardrial oblique lenght 4m |  |  | pcs | 1 |  | 0
| round end |  |  | pcs | 13 |  | 0
4 | Road equipment
4.1. | "katediopters" |  |  | pcs | 26 |  | 0
5 | Light markings of travel objects
5.1. | a signboard for marking permanent obstacles within the clearance gauge of the free profile of the road 600h900mm |  | foil clas 3 | pcs | 12 |  | 0
5.2. | LED light Ø 300mm on the top of the concrete bumper |  |  | pcs | 4 |  | 0
| TOTAL HORIZONTAL TRAFFIC SIGNALIZATION : | [5 empty] | 0
III - TRAFFIC SIGNALIZATION DURING CONSTRUCTION Ref.3.24
1 | STANDARD VERTIKAL TRAFFIC SIGNALIZATION
| Triangular A=90 cm | I-19 | foil clas 2 | piece | 3 |  | 0
|  | I-25 | foil clas 2 | piece | 2 |  | 0
| Triangular A=90 cm | II-1 | foil clas 2 | piece | 1 |  | 0
Circular f60 cm
|  | II - 43.1 | foil clas 2 | piece | 1 |  | 0
|  | III - 17 | foil clas 2 | piece | 2 |  | 0
| Rectangle 90/25cm(400m) | IV - 1 | foil clas 2 | piece | 1 |  | 0
2 | PILLAR OF THE TRAFFIC SIGN
Single pillar ф 60 mm
|  | 2,5 m |  | piece | 2 |  | 0
|  | 3,4m |  | piece | 1 |  | 0
|  | 3.5m |  | piece | 1 |  | 0
|  | 3.8m |  | piece | 2 |  | 0
| VERTICAL TRAFFIC SIGNALIZATION TOTAL: | [5 empty] | 0
4 | ROAD EQUIPMENT
| New Jersey fence VI-6.1 |  |  | piece | 296 |  | 0
Horizontal barrier VII-2
| TS - 7 |  |  | piece | 1 |  | 0
| The post traffic sign |  |  | piece | 6 |  | 0
| ROAD EQUIPMENT TOTAL: | [5 empty] | 0
TOTAL TRAFFIC SIGNALIZATION DURING CONSTRUCTION
I | VERTICAL TRAFFIC SIGNALIZATION | [5 empty] | 0
II | ROAD EQUIPMENT | [5 empty] | 0
| TOTAL TRAFFIC SIGNALIZATION DURING CONSTRUCTION | [5 empty] | 0
TOTAL TRAFFIC SIGNALIZATION AND EQUIPMENT
I | VERTICAL TRAFFIC SIGNALIZATION | [5 empty] | 0
II | HORIZONTAL TRAFFIC SIGNALIZATION | [5 empty] | 0
III | TRAFFIC SIGNALIZATION DURING CONSTRUCTION | [5 empty] | 0
| TRAFFIC SIGNALING TOTAL: | [5 empty] | 0